## Formulario
FICHA TÉCNICO COMERCIAL
DATOS GENERALES DEL SERVICIO/PROPUESTA
| Nombre Cliente / Titular * |  | RUT Cliente *
| Nombre Representante Legal * |  | RUT Representante Legal *
| Celular o Teléfono * |  | Correo Electrónico *
Dirección del Cliente *
Nombre del Proyecto *
Localidad o Ubicación del Proyecto *
ALCANCES DEL SERVICIO
| Inicio del Servicio |  | Fin del Servicio
| ¿Afecta a ETFA? |  | Frecuencia de la Campaña
| Acreditación de Personal |  | Número de Campañas
Instrumentos de Carácter Ambiental
| # | Tipo de Instrumento |  | Código
1
2
3
Componentes y Matrices
Componente Químico
|  | Matriz/Subárea |  | Marcar con una X
Agua de Mar (E)
Agua para fines industriales (G)
Agua Residual (F)
Agua Superficial (D)
Biotas (U)
Sedimentos Acuáticos submareales
Sedimentos Acuáticos Intermareales
Sedimentos Marinos Submareales
Sedimentos Marinos Intermareales
Componente Biológico
|  | Matriz/Subárea |  | Marcar con una X
Comunidad Fitoplanctónica
Comunidad Zooplanctónica
Comunidad Ictioplanctónica
Comunidad Bentónica Submareal de Sustrato Blando
Comunidad Bentónica Submareal de Sustrato Duro
Comunidad Bentónica Intermareal de Sustrato Blando
Comunidad Bentónica Intermareal de Sustrato Duro
Determinación de Bancos Naturales de Recursos Hidrobiológicos
Ictiofauna Litoral
Comunidades de Aves
Comunidades de Mamíferos
Comunidades de Reptiles Marinos
Bioensayos
Filmaciones Rov
Componente Físico
|  | Matriz/Subárea |  | Marcar con una X
Corrientes Lagrangianas - Derivadores
Rodamina
Corrientes Eulerianas - ADCP
Deriva Litoral
Estudio de Viento
Estudio de Ruido Submarino
Estudio de Mareas
Estudio de Olas
ALCANCE TÉCNICO
Lista de Parámetros/Mediciones de Terreno (deben venir de la cotización)
| # | Parámetro |  | Metodología (auto) | ¿Afecta a ETFA? | Matriz | Instrumento/Equipo
1
2
3
4
5
6
7
8
9
10
Lista de Parámetros/Laboratorio (deben venir de la cotización)
| # | Parámetro |  | Metodología (auto) | ¿Afecta a ETFA? | Matriz | Laboratorio
1
2
3
4
5
6
7
8
9
10
Lista de Puntos de Muestreo / Estaciones
| Número de Puntos de Muestreo |  | Número de Estratos
| Número de Réplicas |  | Cantidad de Muestras (Puntos×Estratos×Réplicas) | 0
| # | Nombre Estación | Lugar de Muestreo | Coordenadas Geográficas | Matriz
1
2
3
4
5
6
7
8
9
10
11
12
13
14
15
16
17
18
19
20
Cantidad Total de Muestras del Servicio
| Total de Muestras Asociadas a este Servicio: |  |  | 0
Especificaciones Biológicas
| Censo Aves, Mamíferos Marinos y Reptiles (Marcar con una X) | Diurno | Nocturno
Mar
Tierra
| Fitoplancton (Marcar con una X) | Cualitativo | Cuantitativo
| Zooplancton (Marcar con una X) | Diurno | Nocturno
Arrastre Vertical
Arrastre Horizontal
Especificaciones Físicas
Modelaciones (describe)
MATERIALES
Listado (1 por fila)
1
2
3
4
5
6
7
8
9
10
11
12
13
14
15
PERMISOLOGÍA
Marcar con una X
SHOA
SUBPESCA
OBSERVACIONES
Observaciones para Ejecución del Servicio

## Listas
Frecuencia | SiNo | AplicaNoAplica | TipoInstrumentoAmbiental | MatricesQuimico | MatricesBiologico | MatricesFisico | Matrices total | Equipos | Materiales
Mensual | Sí | No aplica | RCA - Resolución de Calificación Ambiental | Agua de Mar (E) | Comunidad Fitoplanctónica | Corrientes Lagrangianas - Derivadores | Agua de Mar (E) | CTDO | Botella oceanográfica
Bimensual | No | Aplica | PDC - Plan de Cumplimiento | Agua para fines industriales (G) | Comunidad Zooplanctónica | Rodamina | Agua para fines industriales (G) | Medidor de turbidez | Red de Fitoplancton
Trimestral |  |  | DS - Decreto Supremo | Agua Residual (F) | Comunidad Ictioplanctónica | Corrientes Eulerianas - ADCP | Agua Residual (F) | Multiparámetro | Disco Secchi
Cuatrimestral |  |  | PPDA - Plan de Prevención y/o Descontaminación | Agua Superficial (D) | Comunidad Bentónica Submareal de Sustrato Blando | Deriva Litoral | Agua Superficial (D) | Potenciómetros (pH y ORP) | Red de Zooplancton
Semestral |  |  | ORD - Ordinario SMA | Biotas (U) | Comunidad Bentónica Submareal de Sustrato Duro | Estudio de Viento | Biotas (U) | Clorímetro | Clinómetro
Anual |  |  | RES - Resolución SMA | Sedimentos Acuáticos submareales | Comunidad Bentónica Intermareal de Sustrato Blando | Estudio de Ruido Submarino | Sedimentos Acuáticos submareales | Correntómetro | Cámara Fotografica
Única |  |  | PAS - Programa de Seguimiento Ambiental | Sedimentos Acuáticos Intermareales | Comunidad Bentónica Intermareal de Sustrato Duro | Estudio de Mareas | Sedimentos Acuáticos Intermareales | ADCP | Binocular
|  |  | OTR - Otro instrumento ambiental | Sedimentos Marinos Submareales | Determinación de Bancos Naturales de Recursos Hidrobiológicos | Estudio de Olas | Sedimentos Marinos Submareales | Estación meteorológica | Contador manual
|  |  | Sin instrumento ambiental | Sedimentos Marinos Intermareales | Ictiofauna Litoral |  | Sedimentos Marinos Intermareales | Mareografo | Draga
[5 empty] | Comunidades de Aves |  | Comunidad Fitoplanctónica | GPS | Winche
[5 empty] | Comunidades de Mamíferos |  | Comunidad Zooplanctónica | ROV | CORE
[5 empty] | Comunidades de Reptiles Marinos |  | Comunidad Ictioplanctónica | Ecosonda Multihaz | Cuadrata
[5 empty] | Bioensayos |  | Comunidad Bentónica Submareal de Sustrato Blando |  | Balanza digital
[5 empty] | Filmaciones Rov |  | Comunidad Bentónica Submareal de Sustrato Duro |  | Generador
[7 empty] | Comunidad Bentónica Intermareal de Sustrato Blando |  | Botella buceo
[7 empty] | Comunidad Bentónica Intermareal de Sustrato Duro |  | Mensajero
[7 empty] | Determinación de Bancos Naturales de Recursos Hidrobiológicos |  | Cronometro
Ictiofauna Litoral
Comunidades de Aves
Comunidades de Mamíferos
Comunidades de Reptiles Marinos
Bioensayos
Filmaciones Rov
Corrientes Lagrangianas - Derivadores
Rodamina
Corrientes Eulerianas - ADCP
Deriva Litoral
Estudio de Viento
Estudio de Ruido Submarino
Estudio de Mareas
Estudio de Olas

## Parametros-medicion
Conductividad | Oxigeno_disuelto | Temperatura | pH | Potencial_redox | Cloro_libre | Saturación_Oxígeno | Densidad | salinidad | Turbiedad | Cloro_total | Transparencia
PI A&S-2 (Versión 3) | PI A&S-2 (Versión 3) | PI A&S-2 (Versión 3) | PI A&S-1 (Versión 2) | PI A&S-1 (Versión 2) | PI A&S-1 (Versión 2) | PI A&S-2 Versión 3 Uso CTDO | PI A&S-2 Versión 3 Uso CTDO | PI A&S-2 Versión 3 Uso CTDO | PI A&S-2 Versión 3 Uso CTDO | I GEN-2.3 Versión 2 medidor de cloro libre y total | I AS-1.3 Versión 0 Uso de disco Secchi
I GEN-2.5 Versión 0 medidor multiparámetro | I GEN-2.5 Versión 0 medidor multiparámetro | I GEN-2.5 Versión 0 medidor multiparámetro | PI A&S-2 Versión 3 Uso CTDO | I GEN-2.2 Versión 2 uso potenciómetros | I GEN-2.3 Versión 2 medidor de cloro libre y total |  |  | I GEN-2.5 Versión 0 medidor multiparámetro | I GEN-2.4 Versión 0 medidor de turbidez
|  | PI A&S-1 Versión 2 | I GEN-2.5 Versión 0 medidor multiparámetro

## Parametros laboratorio
Parametro | Método Propio
Cloro Libre (Cloro libre residual) | 4500-CL. G. DPD Colorimetric Method . Chlorine (Residual) . 24° Edición.2023. SM - APHA/AWWA/WEF.
Hidrocarburos (Hidrocarburos fijos) | 5520. F. Hydrocarbons. Oil and Grease . 24° Edición.2023. SM - APHA/AWWA/WEF.
Escherichia coli | 9221. F. Escherichia coli Procedure Using Fluorogenic Substrate. Multiple-Tube Fermentation Technique for Members of the Coliform Group. 24° Edición.2023. SM - APHA/AWWA/WEF.
Coliformes totales (Bacterias coliformes) | 9221. B. Standard Total Coliform Fermentation Technique. Multiple-Tube Fermentation Technique for Members of the Coliform Group. 24° Edición.2023. SM - APHA/AWWA/WEF
Granulometría | Res. Ex. N° 3612/2009- Numeral 25 y las modificaciones indicadas en Res. Ex. Nº 660/2018 y Res. Ex. Nº 3002/2018 de la Subsecretaría de Pesca y Acuicultura.
Materia orgánica | Res. Ex. N° 3612/2009- Numeral 26 y las modificaciones indicadas en Res. Ex. Nº 660/2018 y Res. Ex. Nº 3002/2018 de la Subsecretaría de Pesca y Acuicultura.
Aceites y grasas | I-ENV-LAB-232 Ed 00. Basado en EPA 3540 C, NCh 2313/6 2015 Gravimetría
Acenafteno | I-CTS-LAB-347 Ed00. Basado en Banjoo, D.R.,Nelson, P.K. Improved ultrasonic extraction procedure for the determination of polycyclic aromatic hydrocarbons in sediments, Journal of Chromatography A. 1066 (2005) 9-18
Acenaftileno | I-CTS-LAB-347 Ed00. Basado en Banjoo, D.R.,Nelson, P.K. Improved ultrasonic extraction procedure for the determination of polycyclic aromatic hydrocarbons in sediments, Journal of Chromatography A. 1066 (2005) 9-18
Antraceno | I-CTS-LAB-347 Ed00. Basado en Banjoo, D.R., Nelson, P.K. Improved ultrasonic extraction procedure for the determination of polycyclic aromatic hydrocarbons in sediments. Journal of Chromatography A. 1066 (2005) 9-18. Gas Chromatographic/Mass Spectrometric Methods
Benzo(a)antraceno | I-CTS-LAB-347 Ed00. Basado en Banjoo, D.R.,Nelson, P.K. Improved ultrasonic extraction procedure for the determination of polycyclic aromatic hydrocarbons in sediments, Journal of Chromatography A. 1066 (2005) 9-18
Benzo(a)pireno | I-CTS-LAB-347 Ed00. Basado en Banjoo, D.R.,Nelson, P.K. Improved ultrasonic extraction procedure for the determination of polycyclic aromatic hydrocarbons in sediments, Journal of Chromatography A. 1066 (2005) 9-18
Benzo(b)fluoranteno | I-CTS-LAB-347 Ed00. Basado en Banjoo, D.R.,Nelson, P.K. Improved ultrasonic extraction procedure for the determination of polycyclic aromatic hydrocarbons in sediments, Journal of Chromatography A. 1066 (2005) 9-18
Benzo(g,h,i)perileno | I-CTS-LAB-347 Ed00. Basado en Banjoo, D.R.,Nelson, P.K. Improved ultrasonic extraction procedure for the determination of polycyclic aromatic hydrocarbons in sediments, Journal of Chromatography A. 1066 (2005) 9-18
Benzo(k)fluoranteno | I-CTS-LAB-347 Ed00. Basado en Banjoo, D.R.,Nelson, P.K. Improved ultrasonic extraction procedure for the determination of polycyclic aromatic hydrocarbons in sediments, Journal of Chromatography A. 1066 (2005) 9-18
Criseno | I-CTS-LAB-347 Ed00. Basado en Banjoo, D.R.,Nelson, P.K. Improved ultrasonic extraction procedure for the determination of polycyclic aromatic hydrocarbons in sediments, Journal of Chromatography A. 1066 (2005) 9-18
Dibenzo(a,h)antraceno | I-CTS-LAB-347 Ed00. Basado en Banjoo, D.R.,Nelson, P.K. Improved ultrasonic extraction procedure for the determination of polycyclic aromatic hydrocarbons in sediments, Journal of Chromatography A. 1066 (2005) 9-18
Fenantreno | I-CTS-LAB-347 Ed00. Basado en Banjoo, D.R.,Nelson, P.K. Improved ultrasonic extraction procedure for the determination of polycyclic aromatic hydrocarbons in sediments, Journal of Chromatography A. 1066 (2005) 9-18
Fluoranteno | I-CTS-LAB-347 Ed00. Basado en Banjoo, D.R.,Nelson, P.K. Improved ultrasonic extraction procedure for the determination of polycyclic aromatic hydrocarbons in sediments, Journal of Chromatography A. 1066 (2005) 9-18
Fluoreno | I-CTS-LAB-347 Ed00. Basado en Banjoo, D.R.,Nelson, P.K. Improved ultrasonic extraction procedure for the determination of polycyclic aromatic hydrocarbons in sediments, Journal of Chromatography A. 1066 (2005) 9-18
Indeno(1,2,3-c,d)pireno | I-CTS-LAB-347 Ed00. Basado en Banjoo, D.R.,Nelson, P.K. Improved ultrasonic extraction procedure for the determination of polycyclic aromatic hydrocarbons in sediments, Journal of Chromatography A. 1066 (2005) 9-18
Naftaleno | I-CTS-LAB-347 Ed00. Basado en Banjoo, D.R.,Nelson, P.K. Improved ultrasonic extraction procedure for the determination of polycyclic aromatic hydrocarbons in sediments, Journal of Chromatography A. 1066 (2005) 9-18
Pireno | I-CTS-LAB-347 Ed00. Basado en Banjoo, D.R.,Nelson, P.K. Improved ultrasonic extraction procedure for the determination of polycyclic aromatic hydrocarbons in sediments, Journal of Chromatography A. 1066 (2005) 9-18
Benceno | I-ENV-LAB-315 Ed00. Basado en EPA 5021 1996 Cromatografía Gaseosa con detector GC FID/Head Space.
Tolueno | I-ENV-LAB-315 Ed00. Basado en EPA 5021 1996 Cromatografía Gaseosa con detector GC FID/Head Space.
Xilenos (o, m, p) | I-ENV-LAB-315 Ed00. Basado en EPA 5021 1996 Cromatografía Gaseosa con detector GC FID/Head Space.
Fósforo total | I-ENV-LAB-235 Ed00. Basado en Standard Methods for the examination of water and wastewater Ed 23, 2017. Método 4500-P E UV-Visible
Hidrocarburos fijos | I-ENV-LAB-231 Ed00. Basado en EPA 3540C, NCh2313/7. Of97 Gravimetría.
Humedad | I-ENV-LAB-102 Ed00. BASADO EN MÉTODOS DE ANÁLISIS RECOMENDADOS PARA SUELOS, INIA Serie N°34, 2006 Gravimetría
Mercurio total | I-ENV-LAB-110 Ed00. Basado en EPA 7471- A y B. Absorción Atómica-Vapor Frío
Nitrógeno total | I-ENV-LAB-284 Ed 00. Basado en ISO 13878:1998
Pentaclorofenol | I-CTS-LAB-344 Ed 00. Basado en Extraction and preconcentration techniques for chromatographic determination of chlorophenols in environmental and food samples. P. de Morais, T. Stoichev, M.C. Basto, M.T. Vasconcelos. Talanta 89 (2012) 1-11
Antimonio | EPA Method 7062. . Antomony and arsenic (atomic absorption, borohydride reduction). .1994. EPA.
Arsénico total | 3114. B. Manual Hydride Generation/Atomic Absorption Spectrometric Method . Arsenic and Selenium by Hydride Generation/Atomic Absorption Spectrometry (1997) . 24° Edición.2023. SM - APHA/AWWA/WEF.
AOX | ISO 9562:2004. . Water quality - Determination of adsorbable organically bound halogens (AOX). .2004. ISO.
Cadmio total | 3111. B. Direct Air-Acetylene Flame Method . Metals by Flame Atomic Absorption Spectrometry . 24° Edición.2023. SM - APHA/AWWA/WEF.
Calcio total | 3111. B. Direct Air-Acetylene Flame Method . Metals by Flame Atomic Absorption Spectrometry . 24° Edición.2023. SM - APHA/AWWA/WEF.
Cinc total | 3111. B. Direct Air-Acetylene Flame Method . Metals by Flame Atomic Absorption Spectrometry . 24° Edición.2023. SM - APHA/AWWA/WEF.
Cobre total | 3111. B. Direct Air-Acetylene Flame Method . Metals by Flame Atomic Absorption Spectrometry . 24° Edición.2023. SM - APHA/AWWA/WEF.
Cromo total | 3111. B. Direct Air-Acetylene Flame Method . Metals by Flame Atomic Absorption Spectrometry . 24° Edición.2023. SM - APHA/AWWA/WEF.
Hierro total | 3111. B. Direct Air-Acetylene Flame Method . Metals by Flame Atomic Absorption Spectrometry . 24° Edición.2023. SM - APHA/AWWA/WEF.
Magnesio total | 3111. B. Direct Air-Acetylene Flame Method . Metals by Flame Atomic Absorption Spectrometry . 24° Edición.2023. SM - APHA/AWWA/WEF.
Manganeso total | 3111. B. Direct Air-Acetylene Flame Method . Metals by Flame Atomic Absorption Spectrometry . 24° Edición.2023. SM - APHA/AWWA/WEF.
Níquel total | 3111. B. Direct Air-Acetylene Flame Method . Metals by Flame Atomic Absorption Spectrometry . 24° Edición.2023. SM - APHA/AWWA/WEF.
Plata total | 3111. B. Direct Air-Acetylene Flame Method . Metals by Flame Atomic Absorption Spectrometry . 24° Edición.2023. SM - APHA/AWWA/WEF.
Plomo total | 3111. B. Direct Air-Acetylene Flame Method . Metals by Flame Atomic Absorption Spectrometry . 24° Edición.2023. SM - APHA/AWWA/WEF.
Potasio total | 3111. B. Direct Air-Acetylene Flame Method . Metals by Flame Atomic Absorption Spectrometry . 24° Edición.2023. SM - APHA/AWWA/WEF.
Sodio total | 3111. B. Direct Air-Acetylene Flame Method . Metals by Flame Atomic Absorption Spectrometry . 24° Edición.2023. SM - APHA/AWWA/WEF.
2,4,5-T | 6640. B. Micro Liquid-Liquid Extraction GC Method. Acidic Herbicide Compounds . 24° Edición.2023. SM - APHA/AWWA/WEF.
Benceno | ISO 11423:1997. Part 1: Head-space gas chromatographic method. Water quality - Determination of benzene and some derivatives. .1997. ISO.
Etilbenceno | ISO 11423:1997. Part 1: Head-space gas chromatographic method. Water quality - Determination of benzene and some derivatives. .1997. ISO.
Tolueno | ISO 11423:1997. Part 1: Head-space gas chromatographic method. Water quality - Determination of benzene and some derivatives. .1997. ISO.
Xilenos (o, m, p) | ISO 11423:1997. Part 1: Head-space gas chromatographic method. Water quality - Determination of benzene and some derivatives. .1997. ISO.
Bromodiclorometano (Diclorobromometano) | 6232. B. Liquid-Liquid Extraction Gas Chromatographic Method. Trihalomethanes and Chlorinated Organic Solvents . 24° Edición.2023. SM - APHA/AWWA/WEF.
Dibromoclorometano | 6232. B. Liquid-Liquid Extraction Gas Chromatographic Method. Trihalomethanes and Chlorinated Organic Solvents . 24° Edición.2023. SM - APHA/AWWA/WEF.
Tetracloroeteno (Tetracloroetileno) | 6232. B. Liquid-Liquid Extraction Gas Chromatographic Method. Trihalomethanes and Chlorinated Organic Solvents . 24° Edición.2023. SM - APHA/AWWA/WEF.
Tribromometano (Bromoformo) | 6232. B. Liquid-Liquid Extraction Gas Chromatographic Method. Trihalomethanes and Chlorinated Organic Solvents . 24° Edición.2023. SM - APHA/AWWA/WEF.
Triclorometano | 6232. B. Liquid-Liquid Extraction Gas Chromatographic Method. Trihalomethanes and Chlorinated Organic Solvents . 24° Edición.2023. SM - APHA/AWWA/WEF.
Cianuro total | 4500-CN-. F. Cyanide-Selective Electrode Method. CN¯ Cyanide . 24° Edición.2023. SM - APHA/AWWA/WEF.
Cianuro total | 4500-CN-. E. Colorimetric Method. CN¯ Cyanide . 24° Edición.2023. SM - APHA/AWWA/WEF.
Cloruro | 4500-Cl-. B. Argentometric Method . Cl¯ Chloride. 24° Edición.2023. SM - APHA/AWWA/WEF.
Color | 2120. B. Visual Comparison Method . Color . 24° Edición.2023. SM - APHA/AWWA/WEF.
Conductividad | 2510. B. Laboratory Method. Conductivity . 24° Edición.2023. SM - APHA/AWWA/WEF.
DBO5 | 5210. B. 5-Day BOD Test. Biochemical Oxygen Demand (BOD) . 24° Edición.2023. SM - APHA/AWWA/WEF.
DBO5 | I-ENV-LAB-285 Ed00 Basado en ISO 17289:2014,NCh 2313/5 Of.2005 Método Sensor Óptico
DQO | 5220. D. Closed Reflux, Colorimetric Method. Chemical Oxygen Demand (COD) . 24° Edición.2023. SM - APHA/AWWA/WEF.
Fósforo total | 4500-P. E. Ascorbic Acid Method. P Phosphorus. 24° Edición.2023. SM - APHA/AWWA/WEF.
Acenafteno | "I-ENV-LAB-301 Ed00 Basado en standard methods of examination of water and wastewater Ed23, 2017 Método 6410B, 6440C. Gas Chromatographic/Mass Spectrometric Methods"
Acenaftileno | "I-ENV-LAB-301 Ed00 Basado en standard methods of examination of water and wastewater Ed23, 2017 Método 6410B, 6440C. Gas Chromatographic/Mass Spectrometric Methods"
Antraceno | "I-ENV-LAB-301 Ed00 Basado en standard methods of examination of water and wastewater Ed23, 2017 Método 6410B, 6440C. Gas Chromatographic/Mass Spectrometric Methods"
Benzo(a)antraceno | "I-ENV-LAB-301 Ed00 Basado en standard methods of examination of water and wastewater Ed23, 2017 Método 6410B, 6440C. Gas Chromatographic/Mass Spectrometric Methods"
Benzo(a)pireno | "I-ENV-LAB-301 Ed00 Basado en standard methods of examination of water and wastewater Ed23, 2017 Método 6410B, 6440C. Gas Chromatographic/Mass Spectrometric Methods"
Benzo(b)fluoranteno | "I-ENV-LAB-301 Ed00 Basado en standard methods of examination of water and wastewater Ed23, 2017 Método 6410B, 6440C. Gas Chromatographic/Mass Spectrometric Methods"
Benzo(g,h,i)perileno | "I-ENV-LAB-301 Ed00 Basado en standard methods of examination of water and wastewater Ed23, 2017 Método 6410B, 6440C. Gas Chromatographic/Mass Spectrometric Methods"
Benzo(k)fluoranteno | "I-ENV-LAB-301 Ed00 Basado en standard methods of examination of water and wastewater Ed23, 2017 Método 6410B, 6440C. Gas Chromatographic/Mass Spectrometric Methods"
Criseno | "I-ENV-LAB-301 Ed00 Basado en standard methods of examination of water and wastewater Ed23, 2017 Método 6410B, 6440C. Gas Chromatographic/Mass Spectrometric Methods"
Dibenzo(a,h)antraceno | "I-ENV-LAB-301 Ed00 Basado en standard methods of examination of water and wastewater Ed23, 2017 Método 6410B, 6440C. Gas Chromatographic/Mass Spectrometric Methods"
Fenantreno | "I-ENV-LAB-301 Ed00 Basado en standard methods of examination of water and wastewater Ed23, 2017 Método 6410B, 6440C. Gas Chromatographic/Mass Spectrometric Methods"
Fluoranteno | "I-ENV-LAB-301 Ed00 Basado en standard methods of examination of water and wastewater Ed23, 2017 Método 6410B, 6440C. Gas Chromatographic/Mass Spectrometric Methods"
Fluoreno | "I-ENV-LAB-301 Ed00 Basado en standard methods of examination of water and wastewater Ed23, 2017 Método 6410B, 6440C. Gas Chromatographic/Mass Spectrometric Methods"
Indeno(1,2,3-c,d)pireno | "I-ENV-LAB-301 Ed00 Basado en standard methods of examination of water and wastewater Ed23, 2017 Método 6410B, 6440C. Gas Chromatographic/Mass Spectrometric Methods"
Naftaleno | "I-ENV-LAB-301 Ed00 Basado en standard methods of examination of water and wastewater Ed23, 2017 Método 6410B, 6440C. Gas Chromatographic/Mass Spectrometric Methods"
Pireno | "I-ENV-LAB-301 Ed00 Basado en standard methods of examination of water and wastewater Ed23, 2017 Método 6410B, 6440C. Gas Chromatographic/Mass Spectrometric Methods"
Aceites y grasas | 5520. B. Liquid-Liquid, Partition-Gravimetric Method. Oil and Grease . 24° Edición.2023. SM - APHA/AWWA/WEF.
Aceites y grasas | I-ENV-LAB-282 Ed00 Basado en standard methods for the examination of water and wastewater Ed23, 2017. Método 5520C
Acidez | 2310. B. Titration Method. Acidity . 24° Edición.2023. SM - APHA/AWWA/WEF.
Endrina | "I-ENV-LAB-306 ED00 Basado en EPA 8081A,Standard methods for the examination of water and Wastewater Ed. 23,2017. Método 6630 B. Cromatografía con detector GC-ECD"
Epóxido De Heptacloro | "I-ENV-LAB-306 ED00 Basado en EPA 8081A,Standard methods for the examination of water and Wastewater Ed. 23,2017. Método 6630 B. Cromatografía con detector GC-ECD"
Heptacloro | "I-ENV-LAB-306 ED00 Basado en EPA 8081A,Standard methods for the examination of water and Wastewater Ed. 23,2017. Método 6630 B. Cromatografía con detector GC-ECD"
Lindano | "I-ENV-LAB-306 ED00 Basado en EPA 8081A,Standard methods for the examination of water and Wastewater Ed. 23,2017. Método 6630 B. Cromatografía con detector GC-ECD"
Metoxicloro | "I-ENV-LAB-306 ED00 Basado en EPA 8081A,Standard methods for the examination of water and Wastewater Ed. 23,2017. Método 6630 B. Cromatografía con detector GC-ECD"
Beta-clordano (Trans-clordano) | "I-ENV-LAB-306 ED00 Basado en EPA 8081A,Standard methods for the examination of water and Wastewater Ed. 23,2017. Método 6630 B. Cromatografía con detector GC-ECD"
Cis-clordano (α-Clordano) | "I-ENV-LAB-306 ED00 Basado en EPA 8081A,Standard methods for the examination of water and Wastewater Ed. 23,2017. Método 6630 B. Cromatografía con detector GC-ECD"
Mercurio total | 3112. B. Cold-Vapor Atomic Absorption Spectrometric Method. Metals by Cold-Vapor Atomic Absorption Spectrometry. 24° Edición.2023. SM - APHA/AWWA/WEF.
Nitrato | 4500-NO3-. B. Ultraviolet Spectrophotometric Screening Method. NO3¯ Nitrogen (Nitrate) . 24° Edición.2023. SM - APHA/AWWA/WEF.
Nitrito | 4500-NO2-. B. Colorimetric Method. NO2¯ Nitrogen (Nitrite). 24° Edición.2023. SM - APHA/AWWA/WEF.
Índice de permanganato (Oxidabilidad) | UNE-EN-ISO 8467. . Calidad del agua. Determinación del índice de permanganato.. .1995. AENOR.
Oxígeno disuelto | 4500-O. G. Membrane Electrode Method. O Oxygen (Dissolved) . 24° Edición.2023. SM - APHA/AWWA/WEF.
Oxígeno disuelto | 4500-O. C. Azide Modification. O Oxygen (Dissolved) . 24° Edición.2023. SM - APHA/AWWA/WEF.
pH | 4500-H+. B. Electrometric Method. H+ pH Value. 24° Edición.2023. SM - APHA/AWWA/WEF.
Selenio total | 3114. B. Manual Hydride Generation/Atomic Absorption Spectrometric Method . Arsenic and Selenium by Hydride Generation/Atomic Absorption Spectrometry (1997) . 24° Edición.2023. SM - APHA/AWWA/WEF.
Sólidos disueltos totales | 2540. C. Total Dissolved Solids Dried at 180°C . Solids . 24° Edición.2023. SM - APHA/AWWA/WEF.
Sólidos fijos | 2540. E. Fixed and Volatile Solids Ignited at 550°C . Solids . 24° Edición.2023. SM - APHA/AWWA/WEF.
Sólidos volátiles | 2540. E. Fixed and Volatile Solids Ignited at 550°C . Solids . 24° Edición.2023. SM - APHA/AWWA/WEF.
Sólidos sedimentables | 2540. F. Settleable Solids . Solids . 24° Edición.2023. SM - APHA/AWWA/WEF.
Sólidos suspendidos totales | 2540. D. Total Suspended Solids Dried at 103-105°C . Solids . 24° Edición.2023. SM - APHA/AWWA/WEF.
Sólidos totales | 2540. B. Total Solids Dried at 103-105°C . Solids . 24° Edición.2023. SM - APHA/AWWA/WEF.
Sulfato | 4500-SO42-. D. Gravimetric Method with Drying of Residue. SO42¯ Sulfate . 24° Edición.2023. SM - APHA/AWWA/WEF.
Sulfuro | 4500-S2-. G. Ion-Selective Electrode Method. S2¯ Sulfide . 24° Edición.2023. SM - APHA/AWWA/WEF.
Surfactantes aniónicos (SAAM) | 5540. C. Anionic Surtactants as MBAS. Sufractants. 24° Edición.2023. SM - APHA/AWWA/WEF.
Turbiedad | 2130. B. Nephelometric Method. Turbidity . 24° Edición.2023. SM - APHA/AWWA/WEF.
Alcalinidad total (Alcalinidad) | 2320. B. Titration Method. Alkalinity. 24° Edición.2023. SM - APHA/AWWA/WEF.
Hidróxidos | 2320. B. Titration Method. Alkalinity. 24° Edición.2023. SM - APHA/AWWA/WEF.
Acenafteno | I-CTS-LAB-347 Ed00 Basado en Banjoo,D.R,Nelson P.K.Improved Ultrasonic extraction procedure for the determination of polycyclic aromatic hidrocarbons in sediments.Journal of Chromatography A.1066(2005) 9-18.Gas Chormatographic/Mass Spectrometric Methods
Acenaftileno | I-CTS-LAB-347 Ed00 Basado en Banjoo,D.R,Nelson P.K.Improved Ultrasonic extraction procedure for the determination of polycyclic aromatic hidrocarbons in sediments.Journal of Chromatography A.1066(2005) 9-18.Gas Chormatographic/Mass Spectrometric Methods
Antraceno | I-CTS-LAB-347 Ed00 Basado en Banjoo,D.R,Nelson P.K.Improved Ultrasonic extraction procedure for the determination of polycyclic aromatic hidrocarbons in sediments.Journal of Chromatography A.1066(2005) 9-18.Gas Chormatographic/Mass Spectrometric Methods
Benzo(g,h,i)perileno | I-CTS-LAB-347 Ed00 Basado en Banjoo,D.R,Nelson P.K.Improved Ultrasonic extraction procedure for the determination of polycyclic aromatic hidrocarbons in sediments.Journal of Chromatography A.1066(2005) 9-18.Gas Chormatographic/Mass Spectrometric Methods
Benzo(k)fluoranteno | I-CTS-LAB-347 Ed00 Basado en Banjoo,D.R,Nelson P.K.Improved Ultrasonic extraction procedure for the determination of polycyclic aromatic hidrocarbons in sediments.Journal of Chromatography A.1066(2005) 9-18.Gas Chormatographic/Mass Spectrometric Methods
Benzo(a)antraceno | I-CTS-LAB-347 Ed00 Basado en Banjoo,D.R,Nelson P.K.Improved Ultrasonic extraction procedure for the determination of polycyclic aromatic hidrocarbons in sediments.Journal of Chromatography A.1066(2005) 9-18.Gas Chormatographic/Mass Spectrometric Methods
Benzo(a)pireno | I-CTS-LAB-347 Ed00 Basado en Banjoo,D.R,Nelson P.K.Improved Ultrasonic extraction procedure for the determination of polycyclic aromatic hidrocarbons in sediments.Journal of Chromatography A.1066(2005) 9-18.Gas Chormatographic/Mass Spectrometric Methods
Benzo(b)fluoranteno | I-CTS-LAB-347 Ed00 Basado en Banjoo,D.R,Nelson P.K.Improved Ultrasonic extraction procedure for the determination of polycyclic aromatic hidrocarbons in sediments.Journal of Chromatography A.1066(2005) 9-18.Gas Chormatographic/Mass Spectrometric Methods
Criseno | I-CTS-LAB-347 Ed00 Basado en Banjoo,D.R,Nelson P.K.Improved Ultrasonic extraction procedure for the determination of polycyclic aromatic hidrocarbons in sediments.Journal of Chromatography A.1066(2005) 9-18.Gas Chormatographic/Mass Spectrometric Methods
Dibenzo(a,h)antraceno | I-CTS-LAB-347 Ed00 Basado en Banjoo,D.R,Nelson P.K.Improved Ultrasonic extraction procedure for the determination of polycyclic aromatic hidrocarbons in sediments.Journal of Chromatography A.1066(2005) 9-18.Gas Chormatographic/Mass Spectrometric Methods
Fenantreno | I-CTS-LAB-347 Ed00 Basado en Banjoo,D.R,Nelson P.K.Improved Ultrasonic extraction procedure for the determination of polycyclic aromatic hidrocarbons in sediments.Journal of Chromatography A.1066(2005) 9-18.Gas Chormatographic/Mass Spectrometric Methods
Fluoreno | I-CTS-LAB-347 Ed00 Basado en Banjoo,D.R,Nelson P.K.Improved Ultrasonic extraction procedure for the determination of polycyclic aromatic hidrocarbons in sediments.Journal of Chromatography A.1066(2005) 9-18.Gas Chormatographic/Mass Spectrometric Methods
Indeno(1,2,3-c,d)pireno | I-CTS-LAB-347 Ed00 Basado en Banjoo,D.R,Nelson P.K.Improved Ultrasonic extraction procedure for the determination of polycyclic aromatic hidrocarbons in sediments.Journal of Chromatography A.1066(2005) 9-18.Gas Chormatographic/Mass Spectrometric Methods
Naftaleno | I-CTS-LAB-347 Ed00 Basado en Banjoo,D.R,Nelson P.K.Improved Ultrasonic extraction procedure for the determination of polycyclic aromatic hidrocarbons in sediments.Journal of Chromatography A.1066(2005) 9-18.Gas Chormatographic/Mass Spectrometric Methods
Pireno | I-CTS-LAB-347 Ed00 Basado en Banjoo,D.R,Nelson P.K.Improved Ultrasonic extraction procedure for the determination of polycyclic aromatic hidrocarbons in sediments.Journal of Chromatography A.1066(2005) 9-18.Gas Chormatographic/Mass Spectrometric Methods
Fluoranteno | I-CTS-LAB-347 Ed00 Basado en Banjoo,D.R,Nelson P.K.Improved Ultrasonic extraction procedure for the determination of polycyclic aromatic hidrocarbons in sediments.Journal of Chromatography A.1066(2005) 9-18.Gas Chormatographic/Mass Spectrometric Methods
Aluminio total | I-ENV-LAB-511 Ed00 Basado en EPA 200.8:1994 Rev 5.4,EPA 6020 B,ISO 17294-2(2016),SM 3125 B ICPMS
Antimonio total | I-ENV-LAB-511 Ed00 Basado en EPA 200.8:1994 Rev 5.4,EPA 6020 B,ISO 17294-2(2016),SM 3125 B ICPMS
Arsénico total | I-ENV-LAB-511 Ed00 Basado en EPA 200.8:1994 Rev 5.4,EPA 6020 B,ISO 17294-2(2016),SM 3125 B ICPMS
Berilio total | I-ENV-LAB-511 Ed00 Basado en EPA 200.8:1994 Rev 5.4,EPA 6020 B,ISO 17294-2(2016),SM 3125 B ICPMS
Bismuto total | I-ENV-LAB-511 Ed00 Basado en EPA 200.8:1994 Rev 5.4,EPA 6020 B,ISO 17294-2(2016),SM 3125 B ICPMS
Cadmio total | I-ENV-LAB-511 Ed00 Basado en EPA 200.8:1994 Rev 5.4,EPA 6020 B,ISO 17294-2(2016),SM 3125 B ICPMS
Cinc total | I-ENV-LAB-511 Ed00 Basado en EPA 200.8:1994 Rev 5.4,EPA 6020 B,ISO 17294-2(2016),SM 3125 B ICPMS
Cobalto total | I-ENV-LAB-511 Ed00 Basado en EPA 200.8:1994 Rev 5.4,EPA 6020 B,ISO 17294-2(2016),SM 3125 B ICPMS
Cobre total | I-ENV-LAB-511 Ed00 Basado en EPA 200.8:1994 Rev 5.4,EPA 6020 B,ISO 17294-2(2016),SM 3125 B ICPMS
Cromo total | I-ENV-LAB-511 Ed00 Basado en EPA 200.8:1994 Rev 5.4,EPA 6020 B,ISO 17294-2(2016),SM 3125 B ICPMS
Escandio total | I-ENV-LAB-511 Ed00 Basado en EPA 200.8:1994 Rev 5.4,EPA 6020 B,ISO 17294-2(2016),SM 3125 B ICPMS
Estaño total | I-ENV-LAB-511 Ed00 Basado en EPA 200.8:1994 Rev 5.4,EPA 6020 B,ISO 17294-2(2016),SM 3125 B ICPMS
Estroncio total | I-ENV-LAB-511 Ed00 Basado en EPA 200.8:1994 Rev 5.4,EPA 6020 B,ISO 17294-2(2016),SM 3125 B ICPMS
Galio total | I-ENV-LAB-511 Ed00 Basado en EPA 200.8:1994 Rev 5.4,EPA 6020 B,ISO 17294-2(2016),SM 3125 B ICPMS
Hierro total | I-ENV-LAB-511 Ed00 Basado en EPA 200.8:1994 Rev 5.4,EPA 6020 B,ISO 17294-2(2016),SM 3125 B ICPMS
Litio total | I-ENV-LAB-511 Ed00 Basado en EPA 200.8:1994 Rev 5.4,EPA 6020 B,ISO 17294-2(2016),SM 3125 B ICPMS
Manganeso total | I-ENV-LAB-511 Ed00 Basado en EPA 200.8:1994 Rev 5.4,EPA 6020 B,ISO 17294-2(2016),SM 3125 B ICPMS
Molibdeno total | I-ENV-LAB-511 Ed00 Basado en EPA 200.8:1994 Rev 5.4,EPA 6020 B,ISO 17294-2(2016),SM 3125 B ICPMS
Níquel total | I-ENV-LAB-511 Ed00 Basado en EPA 200.8:1994 Rev 5.4,EPA 6020 B,ISO 17294-2(2016),SM 3125 B ICPMS
Plata total | I-ENV-LAB-511 Ed00 Basado en EPA 200.8:1994 Rev 5.4,EPA 6020 B,ISO 17294-2(2016),SM 3125 B ICPMS
Aluminio total | 3120. B. Inductively Coupled Plasma (ICP) Method. Metals by Plasma Emission Spectroscopy . 24° Edición.2023. SM - APHA/AWWA/WEF.
Antimonio total | 3120. B. Inductively Coupled Plasma (ICP) Method. Metals by Plasma Emission Spectroscopy . 24° Edición.2023. SM - APHA/AWWA/WEF.
Arsénico total | 3120. B. Inductively Coupled Plasma (ICP) Method. Metals by Plasma Emission Spectroscopy . 24° Edición.2023. SM - APHA/AWWA/WEF.
Bario total | 3120. B. Inductively Coupled Plasma (ICP) Method. Metals by Plasma Emission Spectroscopy . 24° Edición.2023. SM - APHA/AWWA/WEF.
Berilio total | 3120. B. Inductively Coupled Plasma (ICP) Method. Metals by Plasma Emission Spectroscopy . 24° Edición.2023. SM - APHA/AWWA/WEF.
Boro total | 3120. B. Inductively Coupled Plasma (ICP) Method. Metals by Plasma Emission Spectroscopy . 24° Edición.2023. SM - APHA/AWWA/WEF.
Cadmio total | 3120. B. Inductively Coupled Plasma (ICP) Method. Metals by Plasma Emission Spectroscopy . 24° Edición.2023. SM - APHA/AWWA/WEF.
Calcio total | 3120. B. Inductively Coupled Plasma (ICP) Method. Metals by Plasma Emission Spectroscopy . 24° Edición.2023. SM - APHA/AWWA/WEF.
Cinc total | 3120. B. Inductively Coupled Plasma (ICP) Method. Metals by Plasma Emission Spectroscopy . 24° Edición.2023. SM - APHA/AWWA/WEF.
Cobalto total | 3120. B. Inductively Coupled Plasma (ICP) Method. Metals by Plasma Emission Spectroscopy . 24° Edición.2023. SM - APHA/AWWA/WEF.
Cobre total | 3120. B. Inductively Coupled Plasma (ICP) Method. Metals by Plasma Emission Spectroscopy . 24° Edición.2023. SM - APHA/AWWA/WEF.
Cromo total | 3120. B. Inductively Coupled Plasma (ICP) Method. Metals by Plasma Emission Spectroscopy . 24° Edición.2023. SM - APHA/AWWA/WEF.
Estroncio total | 3120. B. Inductively Coupled Plasma (ICP) Method. Metals by Plasma Emission Spectroscopy . 24° Edición.2023. SM - APHA/AWWA/WEF.
Hierro total | 3120. B. Inductively Coupled Plasma (ICP) Method. Metals by Plasma Emission Spectroscopy . 24° Edición.2023. SM - APHA/AWWA/WEF.
Litio total | 3120. B. Inductively Coupled Plasma (ICP) Method. Metals by Plasma Emission Spectroscopy . 24° Edición.2023. SM - APHA/AWWA/WEF.
Magnesio total | 3120. B. Inductively Coupled Plasma (ICP) Method. Metals by Plasma Emission Spectroscopy . 24° Edición.2023. SM - APHA/AWWA/WEF.
Manganeso total | 3120. B. Inductively Coupled Plasma (ICP) Method. Metals by Plasma Emission Spectroscopy . 24° Edición.2023. SM - APHA/AWWA/WEF.
Molibdeno total | 3120. B. Inductively Coupled Plasma (ICP) Method. Metals by Plasma Emission Spectroscopy . 24° Edición.2023. SM - APHA/AWWA/WEF.
Níquel total | 3120. B. Inductively Coupled Plasma (ICP) Method. Metals by Plasma Emission Spectroscopy . 24° Edición.2023. SM - APHA/AWWA/WEF.
Plata total | 3120. B. Inductively Coupled Plasma (ICP) Method. Metals by Plasma Emission Spectroscopy . 24° Edición.2023. SM - APHA/AWWA/WEF.
Plomo total | 3120. B. Inductively Coupled Plasma (ICP) Method. Metals by Plasma Emission Spectroscopy . 24° Edición.2023. SM - APHA/AWWA/WEF.
Potasio total | 3120. B. Inductively Coupled Plasma (ICP) Method. Metals by Plasma Emission Spectroscopy . 24° Edición.2023. SM - APHA/AWWA/WEF.
Selenio total | 3120. B. Inductively Coupled Plasma (ICP) Method. Metals by Plasma Emission Spectroscopy . 24° Edición.2023. SM - APHA/AWWA/WEF.
Sílice | 3120. B. Inductively Coupled Plasma (ICP) Method. Metals by Plasma Emission Spectroscopy . 24° Edición.2023. SM - APHA/AWWA/WEF.
Sodio total | 3120. B. Inductively Coupled Plasma (ICP) Method. Metals by Plasma Emission Spectroscopy . 24° Edición.2023. SM - APHA/AWWA/WEF.
Talio total | 3120. B. Inductively Coupled Plasma (ICP) Method. Metals by Plasma Emission Spectroscopy . 24° Edición.2023. SM - APHA/AWWA/WEF.
Vanadio total | 3120. B. Inductively Coupled Plasma (ICP) Method. Metals by Plasma Emission Spectroscopy . 24° Edición.2023. SM - APHA/AWWA/WEF.
Bromato | I-ENV-LAB-320 Ed00 Basado en EPA 300.1-1 Determination of inorganic anions in drinking water by ion chromatography
Clorato | I-ENV-LAB-320 Ed00 Basado en EPA 300.1-1 Determination of inorganic anions in drinking water by ion chromatography
Plomo total | I-ENV-LAB-511 Ed00 Basado en EPA 200.8:1994 Rev 5.4,EPA 6020 B,ISO 17294-2(2016),SM 3125 B ICPMS
Selenio total | I-ENV-LAB-511 Ed00 Basado en EPA 200.8:1994 Rev 5.4,EPA 6020 B,ISO 17294-2(2016),SM 3125 B ICPMS
Talio total | I-ENV-LAB-511 Ed00 Basado en EPA 200.8:1994 Rev 5.4,EPA 6020 B,ISO 17294-2(2016),SM 3125 B ICPMS
Titanio total | I-ENV-LAB-511 Ed00 Basado en EPA 200.8:1994 Rev 5.4,EPA 6020 B,ISO 17294-2(2016),SM 3125 B ICPMS
Torio total | I-ENV-LAB-511 Ed00 Basado en EPA 200.8:1994 Rev 5.4,EPA 6020 B,ISO 17294-2(2016),SM 3125 B ICPMS
Uranio total | I-ENV-LAB-511 Ed00 Basado en EPA 200.8:1994 Rev 5.4,EPA 6020 B,ISO 17294-2(2016),SM 3125 B ICPMS
Vanadio total | I-ENV-LAB-511 Ed00 Basado en EPA 200.8:1994 Rev 5.4,EPA 6020 B,ISO 17294-2(2016),SM 3125 B ICPMS
Wolframio total | I-ENV-LAB-511 Ed00 Basado en EPA 200.8:1994 Rev 5.4,EPA 6020 B,ISO 17294-2(2016),SM 3125 B ICPMS
Cadmio total | 3111. C. Extraction/Air-Acetylene Flame Method . Metals by Flame Atomic Absorption Spectrometry . 24° Edición.2023. SM - APHA/AWWA/WEF.
Cobre total | 3111. C. Extraction/Air-Acetylene Flame Method . Metals by Flame Atomic Absorption Spectrometry . 24° Edición.2023. SM - APHA/AWWA/WEF.
Cromo hexavalente | 3111. C. Extraction/Air-Acetylene Flame Method . Metals by Flame Atomic Absorption Spectrometry . 24° Edición.2023. SM - APHA/AWWA/WEF.
Hierro total | 3111. C. Extraction/Air-Acetylene Flame Method . Metals by Flame Atomic Absorption Spectrometry . 24° Edición.2023. SM - APHA/AWWA/WEF.
Níquel total | 3111. C. Extraction/Air-Acetylene Flame Method . Metals by Flame Atomic Absorption Spectrometry . 24° Edición.2023. SM - APHA/AWWA/WEF.
Plomo total | 3111. C. Extraction/Air-Acetylene Flame Method . Metals by Flame Atomic Absorption Spectrometry . 24° Edición.2023. SM - APHA/AWWA/WEF.
Cloruro | 4110. B. Ion Chromatography with Chemical Suppression of Eluent Conductivity . Determination of Anions by Ion Chromatography . 24° Edición.2023. SM - APHA/AWWA/WEF.
Fluoruro | 4110. B. Ion Chromatography with Chemical Suppression of Eluent Conductivity . Determination of Anions by Ion Chromatography . 24° Edición.2023. SM - APHA/AWWA/WEF.
Nitrato | 4110. B. Ion Chromatography with Chemical Suppression of Eluent Conductivity . Determination of Anions by Ion Chromatography . 24° Edición.2023. SM - APHA/AWWA/WEF.
Nitrito | 4110. B. Ion Chromatography with Chemical Suppression of Eluent Conductivity . Determination of Anions by Ion Chromatography . 24° Edición.2023. SM - APHA/AWWA/WEF.
Fluoruro | 4500-F-. C. Ion-Selective Electrode Method. F¯ Fluoride. 24° Edición.2023. SM - APHA/AWWA/WEF.
Estroncio total | I-ENV-LAB-101 Ed00 Basado enStandard Methods for the examination of water and wastewater Ed 23, 2017. Método 3111 D Absorcion Atómica
Magnesio total | I-ENV-LAB-101 Ed00 Basado en Standard Methods for the examination of water and wastewater Ed 23, 2017. Método 3111 D Absorcion Atómica
Sulfato | 4110. B. Ion Chromatography with Chemical Suppression of Eluent Conductivity . Determination of Anions by Ion Chromatography . 24° Edición.2023. SM - APHA/AWWA/WEF.
Sulfato | 4500-SO42-. C. Gravimetric Method with Ignition of Residue. SO42¯ Sulfate . 24° Edición.2023. SM - APHA/AWWA/WEF.
Bismuto total | I-ENV-LAB-501 Ed00 Basado en Standard Methods for the examination of water and wastewater Ed 23, 2017. Método 3120 B ICP-OES
Coliformes fecales | 9221. E. (E2) Thermotolerant (Fecal) Coliform Procedure. Multiple-Tube Fermentation Technique for Members of the Coliform Group. 24° Edición.2023. SM - APHA/AWWA/WEF.
Antimonio | I-ENV-LAB-512 Ed00 Basado en EPA 3051 (1994) Digestión, EPA 6020 B (2014), ISO 17294-2 (2016) Espectroscopia de emisión de plasma inductivamente acoplada (ICP-MS)
Arsénico | I-ENV-LAB-512 Ed00 Basado en EPA 3051 (1994) Digestión, EPA 6020 B (2014), ISO 17294-2 (2016) Espectroscopia de emisión de plasma inductivamente acoplada (ICP-MS)
Bario | I-ENV-LAB-512 Ed00 Basado en EPA 3051 (1994) Digestión, EPA 6020 B (2014), ISO 17294-2 (2016) Espectroscopia de emisión de plasma inductivamente acoplada (ICP-MS)
Berilio | I-ENV-LAB-512 Ed00 Basado en EPA 3051 (1994) Digestión, EPA 6020 B (2014), ISO 17294-2 (2016) Espectroscopia de emisión de plasma inductivamente acoplada (ICP-MS)
Bismuto | I-ENV-LAB-512 Ed00 Basado en EPA 3051 (1994) Digestión, EPA 6020 B (2014), ISO 17294-2 (2016) Espectroscopia de emisión de plasma inductivamente acoplada (ICP-MS)
Boro | I-ENV-LAB-512 Ed00 Basado en EPA 3051 (1994) Digestión, EPA 6020 B (2014), ISO 17294-2 (2016) Espectroscopia de emisión de plasma inductivamente acoplada (ICP-MS)
Cadmio | I-ENV-LAB-512 Ed00 Basado en EPA 3051 (1994) Digestión, EPA 6020 B (2014), ISO 17294-2 (2016) Espectroscopia de emisión de plasma inductivamente acoplada (ICP-MS)
Cinc | I-ENV-LAB-512 Ed00 Basado en EPA 3051 (1994) Digestión, EPA 6020 B (2014), ISO 17294-2 (2016) Espectroscopia de emisión de plasma inductivamente acoplada (ICP-MS)
Cobalto | I-ENV-LAB-512 Ed00 Basado en EPA 3051 (1994) Digestión, EPA 6020 B (2014), ISO 17294-2 (2016) Espectroscopia de emisión de plasma inductivamente acoplada (ICP-MS)
Cobre | I-ENV-LAB-512 Ed00 Basado en EPA 3051 (1994) Digestión, EPA 6020 B (2014), ISO 17294-2 (2016) Espectroscopia de emisión de plasma inductivamente acoplada (ICP-MS)
Cromo | I-ENV-LAB-512 Ed00 Basado en EPA 3051 (1994) Digestión, EPA 6020 B (2014), ISO 17294-2 (2016) Espectroscopia de emisión de plasma inductivamente acoplada (ICP-MS)
Escandio | I-ENV-LAB-512 Ed00 Basado en EPA 3051 (1994) Digestión, EPA 6020 B (2014), ISO 17294-2 (2016) Espectroscopia de emisión de plasma inductivamente acoplada (ICP-MS)
Estaño | I-ENV-LAB-512 Ed00 Basado en EPA 3051 (1994) Digestión, EPA 6020 B (2014), ISO 17294-2 (2016) Espectroscopia de emisión de plasma inductivamente acoplada (ICP-MS)
Galio | I-ENV-LAB-512 Ed00 Basado en EPA 3051 (1994) Digestión, EPA 6020 B (2014), ISO 17294-2 (2016) Espectroscopia de emisión de plasma inductivamente acoplada (ICP-MS)
Litio | I-ENV-LAB-512 Ed00 Basado en EPA 3051 (1994) Digestión, EPA 6020 B (2014), ISO 17294-2 (2016) Espectroscopia de emisión de plasma inductivamente acoplada (ICP-MS)
Manganeso | I-ENV-LAB-512 Ed00 Basado en EPA 3051 (1994) Digestión, EPA 6020 B (2014), ISO 17294-2 (2016) Espectroscopia de emisión de plasma inductivamente acoplada (ICP-MS)
Molibdeno | I-ENV-LAB-512 Ed00 Basado en EPA 3051 (1994) Digestión, EPA 6020 B (2014), ISO 17294-2 (2016) Espectroscopia de emisión de plasma inductivamente acoplada (ICP-MS)
Níquel | I-ENV-LAB-512 Ed00 Basado en EPA 3051 (1994) Digestión, EPA 6020 B (2014), ISO 17294-2 (2016) Espectroscopia de emisión de plasma inductivamente acoplada (ICP-MS)
Plata | I-ENV-LAB-512 Ed00 Basado en EPA 3051 (1994) Digestión, EPA 6020 B (2014), ISO 17294-2 (2016) Espectroscopia de emisión de plasma inductivamente acoplada (ICP-MS)
Plomo | I-ENV-LAB-512 Ed00 Basado en EPA 3051 (1994) Digestión, EPA 6020 B (2014), ISO 17294-2 (2016) Espectroscopia de emisión de plasma inductivamente acoplada (ICP-MS)
Selenio | I-ENV-LAB-512 Ed00 Basado en EPA 3051 (1994) Digestión, EPA 6020 B (2014), ISO 17294-2 (2016) Espectroscopia de emisión de plasma inductivamente acoplada (ICP-MS)
Talio | I-ENV-LAB-512 Ed00 Basado en EPA 3051 (1994) Digestión, EPA 6020 B (2014), ISO 17294-2 (2016) Espectroscopia de emisión de plasma inductivamente acoplada (ICP-MS)
Telurio | I-ENV-LAB-512 Ed00 Basado en EPA 3051 (1994) Digestión, EPA 6020 B (2014), ISO 17294-2 (2016) Espectroscopia de emisión de plasma inductivamente acoplada (ICP-MS)
Torio | I-ENV-LAB-512 Ed00 Basado en EPA 3051 (1994) Digestión, EPA 6020 B (2014), ISO 17294-2 (2016) Espectroscopia de emisión de plasma inductivamente acoplada (ICP-MS)
Uranio | I-ENV-LAB-512 Ed00 Basado en EPA 3051 (1994) Digestión, EPA 6020 B (2014), ISO 17294-2 (2016) Espectroscopia de emisión de plasma inductivamente acoplada (ICP-MS)
Vanadio | I-ENV-LAB-512 Ed00 Basado en EPA 3051 (1994) Digestión, EPA 6020 B (2014), ISO 17294-2 (2016) Espectroscopia de emisión de plasma inductivamente acoplada (ICP-MS)
Cadmio disuelto | 3111. B. Direct Air-Acetylene Flame Method . Metals by Flame Atomic Absorption Spectrometry . 24° Edición.2023. SM - APHA/AWWA/WEF.
Calcio disuelto | 3111. B. Direct Air-Acetylene Flame Method . Metals by Flame Atomic Absorption Spectrometry . 24° Edición.2023. SM - APHA/AWWA/WEF.
Cinc disuelto | 3111. B. Direct Air-Acetylene Flame Method . Metals by Flame Atomic Absorption Spectrometry . 24° Edición.2023. SM - APHA/AWWA/WEF.
Cobre disuelto | 3111. B. Direct Air-Acetylene Flame Method . Metals by Flame Atomic Absorption Spectrometry . 24° Edición.2023. SM - APHA/AWWA/WEF.
Cromo disuelto | 3111. B. Direct Air-Acetylene Flame Method . Metals by Flame Atomic Absorption Spectrometry . 24° Edición.2023. SM - APHA/AWWA/WEF.
Hierro disuelto | 3111. B. Direct Air-Acetylene Flame Method . Metals by Flame Atomic Absorption Spectrometry . 24° Edición.2023. SM - APHA/AWWA/WEF.
Magnesio disuelto | 3111. B. Direct Air-Acetylene Flame Method . Metals by Flame Atomic Absorption Spectrometry . 24° Edición.2023. SM - APHA/AWWA/WEF.
Manganeso disuelto | 3111. B. Direct Air-Acetylene Flame Method . Metals by Flame Atomic Absorption Spectrometry . 24° Edición.2023. SM - APHA/AWWA/WEF.
Níquel disuelto | 3111. B. Direct Air-Acetylene Flame Method . Metals by Flame Atomic Absorption Spectrometry . 24° Edición.2023. SM - APHA/AWWA/WEF.
Plomo disuelto | 3111. B. Direct Air-Acetylene Flame Method . Metals by Flame Atomic Absorption Spectrometry . 24° Edición.2023. SM - APHA/AWWA/WEF.
Potasio disuelto | 3111. B. Direct Air-Acetylene Flame Method . Metals by Flame Atomic Absorption Spectrometry . 24° Edición.2023. SM - APHA/AWWA/WEF.
Sodio disuelto | 3111. B. Direct Air-Acetylene Flame Method . Metals by Flame Atomic Absorption Spectrometry . 24° Edición.2023. SM - APHA/AWWA/WEF.
Aluminio total | 3111. D. Direct Nitrous Oxide-Acetylene Flame Method . Metals by Flame Atomic Absorption Spectrometry . 24° Edición.2023. SM - APHA/AWWA/WEF.
Bario total | 3111. D. Direct Nitrous Oxide-Acetylene Flame Method . Metals by Flame Atomic Absorption Spectrometry . 24° Edición.2023. SM - APHA/AWWA/WEF.
Berilio total | 3111. D. Direct Nitrous Oxide-Acetylene Flame Method . Metals by Flame Atomic Absorption Spectrometry . 24° Edición.2023. SM - APHA/AWWA/WEF.
Calcio total | 3111. D. Direct Nitrous Oxide-Acetylene Flame Method . Metals by Flame Atomic Absorption Spectrometry . 24° Edición.2023. SM - APHA/AWWA/WEF.
Molibdeno total | 3111. D. Direct Nitrous Oxide-Acetylene Flame Method . Metals by Flame Atomic Absorption Spectrometry . 24° Edición.2023. SM - APHA/AWWA/WEF.
Vanadio total | 3111. D. Direct Nitrous Oxide-Acetylene Flame Method . Metals by Flame Atomic Absorption Spectrometry . 24° Edición.2023. SM - APHA/AWWA/WEF.
Litio total | 3111. B. Direct Air-Acetylene Flame Method . Metals by Flame Atomic Absorption Spectrometry . 24° Edición.2023. SM - APHA/AWWA/WEF.
Bicarbonato | 2320. B. Titration Method. Alkalinity. 24° Edición.2023. SM - APHA/AWWA/WEF.
Carbonato | 2320. B. Titration Method. Alkalinity. 24° Edición.2023. SM - APHA/AWWA/WEF.
Mercurio disuelto | 3112. B. Cold-Vapor Atomic Absorption Spectrometric Method. Metals by Cold-Vapor Atomic Absorption Spectrometry. 24° Edición.2023. SM - APHA/AWWA/WEF.
Arsénico disuelto | 3114. B. Manual Hydride Generation/Atomic Absorption Spectrometric Method . Arsenic and Selenium by Hydride Generation/Atomic Absorption Spectrometry (1997) . 24° Edición.2023. SM - APHA/AWWA/WEF.
Selenio disuelto | 3114. B. Manual Hydride Generation/Atomic Absorption Spectrometric Method . Arsenic and Selenium by Hydride Generation/Atomic Absorption Spectrometry (1997) . 24° Edición.2023. SM - APHA/AWWA/WEF.
Aluminio disuelto | I-ENV-LAB-511 Ed00 based on SM 3030 B Ed 23, EPA 200.8;1994, EPA 6020B, ISO 17294-2(2016), SM3125B Ed 23. ICPMS
Antimonio disuelto | I-ENV-LAB-511 Ed00 based on SM 3030 B Ed 23, EPA 200.8;1994, EPA 6020B, ISO 17294-2(2016), SM3125B Ed 23. ICPMS
Arsénico disuelto | I-ENV-LAB-511 Ed00 based on SM 3030 B Ed 23, EPA 200.8;1994, EPA 6020B, ISO 17294-2(2016), SM3125B Ed 23. ICPMS
Berilio disuelto | I-ENV-LAB-511 Ed00 based on SM 3030 B Ed 23, EPA 200.8;1994, EPA 6020B, ISO 17294-2(2016), SM3125B Ed 23. ICPMS
Bismuto disuelto | I-ENV-LAB-511 Ed00 based on SM 3030 B Ed 23, EPA 200.8;1994, EPA 6020B, ISO 17294-2(2016), SM3125B Ed 23. ICPMS
Cadmio disuelto | I-ENV-LAB-511 Ed00 based on SM 3030 B Ed 23, EPA 200.8;1994, EPA 6020B, ISO 17294-2(2016), SM3125B Ed 23. ICPMS
Cinc disuelto | I-ENV-LAB-511 Ed00 based on SM 3030 B Ed 23, EPA 200.8;1994, EPA 6020B, ISO 17294-2(2016), SM3125B Ed 23. ICPMS
Cobalto disuelto | I-ENV-LAB-511 Ed00 based on SM 3030 B Ed 23, EPA 200.8;1994, EPA 6020B, ISO 17294-2(2016), SM3125B Ed 23. ICPMS
Cobre disuelto | I-ENV-LAB-511 Ed00 based on SM 3030 B Ed 23, EPA 200.8;1994, EPA 6020B, ISO 17294-2(2016), SM3125B Ed 23. ICPMS
Cromo disuelto | I-ENV-LAB-511 Ed00 based on SM 3030 B Ed 23, EPA 200.8;1994, EPA 6020B, ISO 17294-2(2016), SM3125B Ed 23. ICPMS
Escandio disuelto | I-ENV-LAB-511 Ed00 based on SM 3030 B Ed 23, EPA 200.8;1994, EPA 6020B, ISO 17294-2(2016), SM3125B Ed 23. ICPMS
Estaño disuelto | I-ENV-LAB-511 Ed00 based on SM 3030 B Ed 23, EPA 200.8;1994, EPA 6020B, ISO 17294-2(2016), SM3125B Ed 23. ICPMS
Estroncio disuelto | I-ENV-LAB-511 Ed00 based on SM 3030 B Ed 23, EPA 200.8;1994, EPA 6020B, ISO 17294-2(2016), SM3125B Ed 23. ICPMS
Galio disuelto | I-ENV-LAB-511 Ed00 based on SM 3030 B Ed 23, EPA 200.8;1994, EPA 6020B, ISO 17294-2(2016), SM3125B Ed 23. ICPMS
Hierro disuelto | I-ENV-LAB-511 Ed00 based on SM 3030 B Ed 23, EPA 200.8;1994, EPA 6020B, ISO 17294-2(2016), SM3125B Ed 23. ICPMS
Litio disuelto | I-ENV-LAB-511 Ed00 based on SM 3030 B Ed 23, EPA 200.8;1994, EPA 6020B, ISO 17294-2(2016), SM3125B Ed 23. ICPMS
Manganeso disuelto | I-ENV-LAB-511 Ed00 based on SM 3030 B Ed 23, EPA 200.8;1994, EPA 6020B, ISO 17294-2(2016), SM3125B Ed 23. ICPMS
Molibdeno disuelto | I-ENV-LAB-511 Ed00 based on SM 3030 B Ed 23, EPA 200.8;1994, EPA 6020B, ISO 17294-2(2016), SM3125B Ed 23. ICPMS
Níquel disuelto | I-ENV-LAB-511 Ed00 based on SM 3030 B Ed 23, EPA 200.8;1994, EPA 6020B, ISO 17294-2(2016), SM3125B Ed 23. ICPMS
Plata disuelta | I-ENV-LAB-511 Ed00 based on SM 3030 B Ed 23, EPA 200.8;1994, EPA 6020B, ISO 17294-2(2016), SM3125B Ed 23. ICPMS
Plomo disuelto | I-ENV-LAB-511 Ed00 based on SM 3030 B Ed 23, EPA 200.8;1994, EPA 6020B, ISO 17294-2(2016), SM3125B Ed 23. ICPMS
Potasio disuelto | I-ENV-LAB-511 Ed00 based on SM 3030 B Ed 23, EPA 200.8;1994, EPA 6020B, ISO 17294-2(2016), SM3125B Ed 23. ICPMS
Selenio disuelto | I-ENV-LAB-511 Ed00 based on SM 3030 B Ed 23, EPA 200.8;1994, EPA 6020B, ISO 17294-2(2016), SM3125B Ed 23. ICPMS
Talio disuelto | I-ENV-LAB-511 Ed00 based on SM 3030 B Ed 23, EPA 200.8;1994, EPA 6020B, ISO 17294-2(2016), SM3125B Ed 23. ICPMS
Titanio disuelto | I-ENV-LAB-511 Ed00 based on SM 3030 B Ed 23, EPA 200.8;1994, EPA 6020B, ISO 17294-2(2016), SM3125B Ed 23. ICPMS
Torio disuelto | I-ENV-LAB-511 Ed00 based on SM 3030 B Ed 23, EPA 200.8;1994, EPA 6020B, ISO 17294-2(2016), SM3125B Ed 23. ICPMS
Uranio disuelto | I-ENV-LAB-511 Ed00 based on SM 3030 B Ed 23, EPA 200.8;1994, EPA 6020B, ISO 17294-2(2016), SM3125B Ed 23. ICPMS
Vanadio disuelto | I-ENV-LAB-511 Ed00 based on SM 3030 B Ed 23, EPA 200.8;1994, EPA 6020B, ISO 17294-2(2016), SM3125B Ed 23. ICPMS
Wolframio disuelto | I-ENV-LAB-511 Ed00 based on SM 3030 B Ed 23, EPA 200.8;1994, EPA 6020B, ISO 17294-2(2016), SM3125B Ed 23. ICPMS
Aluminio disuelto | 3111. D. Direct Nitrous Oxide-Acetylene Flame Method . Metals by Flame Atomic Absorption Spectrometry . 24° Edición.2023. SM - APHA/AWWA/WEF.
Molibdeno disuelto | 3111. D. Direct Nitrous Oxide-Acetylene Flame Method . Metals by Flame Atomic Absorption Spectrometry . 24° Edición.2023. SM - APHA/AWWA/WEF.
Vanadio disuelto | 3111. D. Direct Nitrous Oxide-Acetylene Flame Method . Metals by Flame Atomic Absorption Spectrometry . 24° Edición.2023. SM - APHA/AWWA/WEF.
Antimonio disuelto | I-ENV-LAB-107 Ed00 Based on SM 3030B Ed 23, 2017. EPA 7062 1994. Absorción Atómica
Conductividad | I-ENV-LAB-270 Ed00 Based on Método de análisis recomendado para los suelos de Chile, Instituto de Investigaciones Agropecuarias INIA 2006
pH | I-ENV-LAB-271 Ed00 Based on Método de análisis recomendado para los suelos de Chile, Instituto de Investigaciones Agropecuarias INIA 2006
PCB-1242 | I-ENV-LAB-309 Ed00. Basado en: EPA 3500C 3550 B 8082 A-3600C- 3665A Cromatografia gaseosa ECD
PCB-1254 | I-ENV-LAB-309 Ed00. Basado en: EPA 3500C 3550 B 8082 A-3600C- 3665A Cromatografia gaseosa ECD
PCB-1260 | I-ENV-LAB-309 Ed00. Basado en: EPA 3500C 3550 B 8082 A-3600C- 3665A Cromatografia gaseosa ECD
2,4 - D (Ácido 2,4 diclorofenoxiacético) | 6640. B. Micro Liquid-Liquid Extraction GC Method. Acidic Herbicide Compounds . 24° Edición.2023. SM - APHA/AWWA/WEF.
Nitrato | 4500-NO3-. D. Nitrate Electrode Method. NO3¯ Nitrogen (Nitrate) . 24° Edición.2023. SM - APHA/AWWA/WEF.
Nitrógeno Kjeldahl (Nitrógeno Orgánico) | I-ENV-LAB-258 Ed00 Basado en Métodos de análisis recomendados para los suelos de Chile. INIA Serie N°34, 2006. Standard Methods Ed 23, 2017. Método 4500 Norg B, 4500-NH3 D. Electrodo Especifico
Azufre en digestión ácida como SO4 | I-ENV-LAB-116 Ed00. Basado en: EPA Methods 3050B Digestión, I-ENV-LAB-501 Ed00. Basado en EPA Methods 6010B y Standard Methods for the examination of water and wastewater Ed 23, 2017. Método 3120B Espectroscopia de emisión de plasma inductivamente acoplada (ICP-OES)
Pentaclorofenol | 6640. B. Micro Liquid-Liquid Extraction GC Method. Acidic Herbicide Compounds . 24° Edición.2023. SM - APHA/AWWA/WEF.
Tricloroeteno | 6232. B. Liquid-Liquid Extraction Gas Chromatographic Method. Trihalomethanes and Chlorinated Organic Solvents . 24° Edición.2023. SM - APHA/AWWA/WEF.
Estaño total | 3111. B. Direct Air-Acetylene Flame Method . Metals by Flame Atomic Absorption Spectrometry . 24° Edición.2023. SM - APHA/AWWA/WEF.
Fosfato | 4500-P. C. Vanadomolybdophosphoric Acid Colorimetric Method. P Phosphorus. 24° Edición.2023. SM - APHA/AWWA/WEF.
Monocloramina | 4500-CL. G. DPD Colorimetric Method . Chlorine (Residual) . 24° Edición.2023. SM - APHA/AWWA/WEF.
Coliformes totales (Bacterias coliformes) | I-ENV-LAB-612 Ed00 Basado en Norma oficial Mexicana NOM-004 Semarnat 2002
Estaño total | 200.7. CFR 40 - PARTE 136. Determination of metals and trace elements in water and wastes by inductively couple plasma atomic emisión spectrometry. .Revisión 4.4, 1994. EPA.
Cobalto total | 3111. B. Direct Air-Acetylene Flame Method . Metals by Flame Atomic Absorption Spectrometry . 24° Edición.2023. SM - APHA/AWWA/WEF.
Estroncio total | 3111. B. Direct Air-Acetylene Flame Method . Metals by Flame Atomic Absorption Spectrometry . 24° Edición.2023. SM - APHA/AWWA/WEF.
Silicio total | 3111. D. Direct Nitrous Oxide-Acetylene Flame Method . Metals by Flame Atomic Absorption Spectrometry . 24° Edición.2023. SM - APHA/AWWA/WEF.
Cinc total | 3111. C. Extraction/Air-Acetylene Flame Method . Metals by Flame Atomic Absorption Spectrometry . 24° Edición.2023. SM - APHA/AWWA/WEF.
Cobalto total | 3111. C. Extraction/Air-Acetylene Flame Method . Metals by Flame Atomic Absorption Spectrometry . 24° Edición.2023. SM - APHA/AWWA/WEF.
Cromo total | 3111. C. Extraction/Air-Acetylene Flame Method . Metals by Flame Atomic Absorption Spectrometry . 24° Edición.2023. SM - APHA/AWWA/WEF.
Manganeso total | 3111. C. Extraction/Air-Acetylene Flame Method . Metals by Flame Atomic Absorption Spectrometry . 24° Edición.2023. SM - APHA/AWWA/WEF.
Plata total | 3111. C. Extraction/Air-Acetylene Flame Method . Metals by Flame Atomic Absorption Spectrometry . 24° Edición.2023. SM - APHA/AWWA/WEF.
Dicloraminas | 4500-CL. G. DPD Colorimetric Method . Chlorine (Residual) . 24° Edición.2023. SM - APHA/AWWA/WEF.
Benzo(J)fluoranteno | I-CTS-LAB-347 Ed00 Basado en Banjoo,D.R,Nelson P.K.Improved Ultrasonic extraction procedure for the determination of polycyclic aromatic hidrocarbons in sediments.Journal of Chromatography A.1066(2005) 9-18.Gas Chormatographic/Mass Spectrometric Methods
Benzo(J)fluoranteno | I-ENV-LAB-301 Ed 00 Basado en Standard Methods for the examination of water and wastewater Ed 23, 2017. Método 6410B, 6440C. Gas Chromatographic/Mass Spectrometric Methods
Nitrógeno Kjeldahl (Nitrógeno Orgánico) | 4500-Norg. B. Macro-Kjeldahl Method. Nitrogen (Organic). 24° Edición.2023. SM - APHA/AWWA/WEF.
Fósforo total | 4500-P. C. Vanadomolybdophosphoric Acid Colorimetric Method. P Phosphorus. 24° Edición.2023. SM - APHA/AWWA/WEF.
Bario total | I-ENV-LAB-511 Ed00 Basado en EPA 200.8:1994 Rev 5.4,EPA 6020 B,ISO 17294-2(2016),SM 3125 B ICPMS
Boro total | I-ENV-LAB-511 Ed00 Basado en EPA 200.8:1994 Rev 5.4,EPA 6020 B,ISO 17294-2(2016),SM 3125 B ICPMS
Calcio total | I-ENV-LAB-511 Ed00 Basado en EPA 200.8:1994 Rev 5.4,EPA 6020 B,ISO 17294-2(2016),SM 3125 B ICPMS
Fósforo total | I-ENV-LAB-511 Ed00 Basado en EPA 200.8:1994 Rev 5.4,EPA 6020 B,ISO 17294-2(2016),SM 3125 B ICPMS
Magnesio total | I-ENV-LAB-511 Ed00 Basado en EPA 200.8:1994 Rev 5.4,EPA 6020 B,ISO 17294-2(2016),SM 3125 B ICPMS
Potasio total | I-ENV-LAB-511 Ed00 Basado en EPA 200.8:1994 Rev 5.4,EPA 6020 B,ISO 17294-2(2016),SM 3125 B ICPMS
Silicio total | I-ENV-LAB-511 Ed00 Basado en EPA 200.8:1994 Rev 5.4,EPA 6020 B,ISO 17294-2(2016),SM 3125 B ICPMS
Sodio total | I-ENV-LAB-511 Ed00 Basado en EPA 200.8:1994 Rev 5.4,EPA 6020 B,ISO 17294-2(2016),SM 3125 B ICPMS
Bario disuelto | I-ENV-LAB-511 Ed00 based on SM 3030 B Ed 23, EPA 200.8;1994, EPA 6020B, ISO 17294-2(2016), SM3125B Ed 23. ICPMS
Boro disuelto | I-ENV-LAB-511 Ed00 based on SM 3030 B Ed 23, EPA 200.8;1994, EPA 6020B, ISO 17294-2(2016), SM3125B Ed 23. ICPMS
Calcio disuelto | I-ENV-LAB-511 Ed00 based on SM 3030 B Ed 23, EPA 200.8;1994, EPA 6020B, ISO 17294-2(2016), SM3125B Ed 23. ICPMS
Magnesio disuelto | I-ENV-LAB-511 Ed00 based on SM 3030 B Ed 23, EPA 200.8;1994, EPA 6020B, ISO 17294-2(2016), SM3125B Ed 23. ICPMS
Silicio disuelto | I-ENV-LAB-511 Ed00 based on SM 3030 B Ed 23, EPA 200.8;1994, EPA 6020B, ISO 17294-2(2016), SM3125B Ed 23. ICPMS
Sodio disuelto | I-ENV-LAB-511 Ed00 based on SM 3030 B Ed 23, EPA 200.8;1994, EPA 6020B, ISO 17294-2(2016), SM3125B Ed 23. ICPMS
Fósforo total | I-ENV-LAB-235 Ed00 Basado en Standard Methods for the examination of water and wastewater Ed 23, 2017. Método 4500-P C UV-VIS
Hongos | 9610. B. Pour Plate Technique. Detection of fungi. 24° Edición 2023. SM - APHA/AWWA/WEF.
Talio total | 3111. B. Direct Air-Acetylene Flame Method . Metals by Flame Atomic Absorption Spectrometry . 24° Edición.2023. SM - APHA/AWWA/WEF.
Bario disuelto | 3111. D. Direct Nitrous Oxide-Acetylene Flame Method . Metals by Flame Atomic Absorption Spectrometry . 24° Edición.2023. SM - APHA/AWWA/WEF.
Cromo hexavalente | I-ENV-LAB-327 Ed00; Based on EPA 218.7
Poder espumógeno | I-ENV-LAB-288 Ed00 basado en ISO 696:1975. Surface active agents - Measurement of foaming power - Modified Ross-Miles method. 1975. ISO.
Aluminio extraible | I-ENV-LAB-517 Ed00 Based en EPA 3051 (1994) Digestión, EPA 6020 B (2014), ISO 17294-2 (2016) Inductively coupled plasma emission spectroscopy (ICP-MS)
Arsénico Extraíble | I-ENV-LAB-517 Ed00 Based en EPA 3051 (1994) Digestión, EPA 6020 B (2014), ISO 17294-2 (2016) Inductively coupled plasma emission spectroscopy (ICP-MS)
Boro extraíble | I-ENV-LAB-517 Ed00 Based en EPA 3051 (1994) Digestión, EPA 6020 B (2014), ISO 17294-2 (2016) Inductively coupled plasma emission spectroscopy (ICP-MS)
Cadmio Extraíble | I-ENV-LAB-517 Ed00 Based en EPA 3051 (1994) Digestión, EPA 6020 B (2014), ISO 17294-2 (2016) Inductively coupled plasma emission spectroscopy (ICP-MS)
Calcio extraible | I-ENV-LAB-517 Ed00 Based en EPA 3051 (1994) Digestión, EPA 6020 B (2014), ISO 17294-2 (2016) Inductively coupled plasma emission spectroscopy (ICP-MS)
Cinc Extraíble | I-ENV-LAB-517 Ed00 Based en EPA 3051 (1994) Digestión, EPA 6020 B (2014), ISO 17294-2 (2016) Inductively coupled plasma emission spectroscopy (ICP-MS)
Cobre Extraíble | I-ENV-LAB-517 Ed00 Based en EPA 3051 (1994) Digestión, EPA 6020 B (2014), ISO 17294-2 (2016) Inductively coupled plasma emission spectroscopy (ICP-MS)
Cromo Extraíble | I-ENV-LAB-517 Ed00 Based en EPA 3051 (1994) Digestión, EPA 6020 B (2014), ISO 17294-2 (2016) Inductively coupled plasma emission spectroscopy (ICP-MS)
Hierro Extraíble | I-ENV-LAB-517 Ed00 Based en EPA 3051 (1994) Digestión, EPA 6020 B (2014), ISO 17294-2 (2016) Inductively coupled plasma emission spectroscopy (ICP-MS)
Magnesio extraible | I-ENV-LAB-517 Ed00 Based en EPA 3051 (1994) Digestión, EPA 6020 B (2014), ISO 17294-2 (2016) Inductively coupled plasma emission spectroscopy (ICP-MS)
Manganeso Extraíble | I-ENV-LAB-517 Ed00 Based en EPA 3051 (1994) Digestión, EPA 6020 B (2014), ISO 17294-2 (2016) Inductively coupled plasma emission spectroscopy (ICP-MS)
Niquel Extraíble | I-ENV-LAB-517 Ed00 Based en EPA 3051 (1994) Digestión, EPA 6020 B (2014), ISO 17294-2 (2016) Inductively coupled plasma emission spectroscopy (ICP-MS)
Plomo Extraíble | I-ENV-LAB-517 Ed00 Based en EPA 3051 (1994) Digestión, EPA 6020 B (2014), ISO 17294-2 (2016) Inductively coupled plasma emission spectroscopy (ICP-MS)
Potasio extraible | I-ENV-LAB-517 Ed00 Based en EPA 3051 (1994) Digestión, EPA 6020 B (2014), ISO 17294-2 (2016) Inductively coupled plasma emission spectroscopy (ICP-MS)
Sodio extraible | I-ENV-LAB-517 Ed00 Based en EPA 3051 (1994) Digestión, EPA 6020 B (2014), ISO 17294-2 (2016) Inductively coupled plasma emission spectroscopy (ICP-MS)
Vanadio Extraíble | I-ENV-LAB-517 Ed00 Based en EPA 3051 (1994) Digestión, EPA 6020 B (2014), ISO 17294-2 (2016) Inductively coupled plasma emission spectroscopy (ICP-MS)
Color aparente | 2120. B. Visual Comparison Method . Color . 24° Edición.2023. SM - APHA/AWWA/WEF.
Berilio disuelto | 3111. D. Direct Nitrous Oxide-Acetylene Flame Method . Metals by Flame Atomic Absorption Spectrometry . 24° Edición.2023. SM - APHA/AWWA/WEF.
Calcio disuelto | 3111. D. Direct Nitrous Oxide-Acetylene Flame Method . Metals by Flame Atomic Absorption Spectrometry . 24° Edición.2023. SM - APHA/AWWA/WEF.
Cesio total | I-ENV-LAB-511 Ed00 Basado en EPA 200.8: 1994 Rev 5.4, EPA 6020B, ISO 17294-2 (2016), SM 3125 B ICP-MS
Cobalto disuelto | 3111. B. Direct Air-Acetylene Flame Method . Metals by Flame Atomic Absorption Spectrometry . 24° Edición.2023. SM - APHA/AWWA/WEF.
Litio disuelto | 3111. B. Direct Air-Acetylene Flame Method . Metals by Flame Atomic Absorption Spectrometry . 24° Edición.2023. SM - APHA/AWWA/WEF.
Plata disuelta | 3111. B. Direct Air-Acetylene Flame Method . Metals by Flame Atomic Absorption Spectrometry . 24° Edición.2023. SM - APHA/AWWA/WEF.
Talio disuelto | 3111. B. Direct Air-Acetylene Flame Method . Metals by Flame Atomic Absorption Spectrometry . 24° Edición.2023. SM - APHA/AWWA/WEF.
Bromuro | 4110. B. Ion Chromatography with Chemical Suppression of Eluent Conductivity . Determination of Anions by Ion Chromatography . 24° Edición.2023. SM - APHA/AWWA/WEF.
Fosfato | 4110. B. Ion Chromatography with Chemical Suppression of Eluent Conductivity . Determination of Anions by Ion Chromatography . 24° Edición.2023. SM - APHA/AWWA/WEF.
Olor | 2150. B. Threshold Odor Test. Odor . 24° Edición.2023. SM - APHA/AWWA/WEF.
salinidad | 2520. B. Electrical Conductivity Method . 24° Edición.2023. SM - APHA/AWWA/WEF.
Aluminio extraible | I-ENV-LAB-518 Ed00. Basado en: EPA Methods 3050B Digestion. EPA Methods 6010B y Standard Methods for the examination of water and wastewater Ed 23, 2017. Método 3120B Inductively Coupled Plasma Emission Spectroscopy (ICP-OES)
Arsénico Extraíble | I-ENV-LAB-518 Ed00. Basado en: EPA Methods 3050B Digestion. EPA Methods 6010B y Standard Methods for the examination of water and wastewater Ed 23, 2017. Método 3120B Inductively Coupled Plasma Emission Spectroscopy (ICP-OES)
Boro extraíble | I-ENV-LAB-518 Ed00. Basado en: EPA Methods 3050B Digestion. EPA Methods 6010B y Standard Methods for the examination of water and wastewater Ed 23, 2017. Método 3120B Inductively Coupled Plasma Emission Spectroscopy (ICP-OES)
Cadmio Extraíble | I-ENV-LAB-518 Ed00. Basado en: EPA Methods 3050B Digestion. EPA Methods 6010B y Standard Methods for the examination of water and wastewater Ed 23, 2017. Método 3120B Inductively Coupled Plasma Emission Spectroscopy (ICP-OES)
Calcio extraible | I-ENV-LAB-518 Ed00. Basado en: EPA Methods 3050B Digestion. EPA Methods 6010B y Standard Methods for the examination of water and wastewater Ed 23, 2017. Método 3120B Inductively Coupled Plasma Emission Spectroscopy (ICP-OES)
Cinc Extraíble | I-ENV-LAB-518 Ed00. Basado en: EPA Methods 3050B Digestion. EPA Methods 6010B y Standard Methods for the examination of water and wastewater Ed 23, 2017. Método 3120B Inductively Coupled Plasma Emission Spectroscopy (ICP-OES)
Cobre Extraíble | I-ENV-LAB-518 Ed00. Basado en: EPA Methods 3050B Digestion. EPA Methods 6010B y Standard Methods for the examination of water and wastewater Ed 23, 2017. Método 3120B Inductively Coupled Plasma Emission Spectroscopy (ICP-OES)
Cromo Extraíble | I-ENV-LAB-518 Ed00. Basado en: EPA Methods 3050B Digestion. EPA Methods 6010B y Standard Methods for the examination of water and wastewater Ed 23, 2017. Método 3120B Inductively Coupled Plasma Emission Spectroscopy (ICP-OES)
Hierro Extraíble | I-ENV-LAB-518 Ed00. Basado en: EPA Methods 3050B Digestion. EPA Methods 6010B y Standard Methods for the examination of water and wastewater Ed 23, 2017. Método 3120B Inductively Coupled Plasma Emission Spectroscopy (ICP-OES)
Magnesio extraible | I-ENV-LAB-518 Ed00. Basado en: EPA Methods 3050B Digestion. EPA Methods 6010B y Standard Methods for the examination of water and wastewater Ed 23, 2017. Método 3120B Inductively Coupled Plasma Emission Spectroscopy (ICP-OES)
Manganeso Extraíble | I-ENV-LAB-518 Ed00. Basado en: EPA Methods 3050B Digestion. EPA Methods 6010B y Standard Methods for the examination of water and wastewater Ed 23, 2017. Método 3120B Inductively Coupled Plasma Emission Spectroscopy (ICP-OES)
Niquel Extraíble | I-ENV-LAB-518 Ed00. Basado en: EPA Methods 3050B Digestion. EPA Methods 6010B y Standard Methods for the examination of water and wastewater Ed 23, 2017. Método 3120B Inductively Coupled Plasma Emission Spectroscopy (ICP-OES)
Plomo Extraíble | I-ENV-LAB-518 Ed00. Basado en: EPA Methods 3050B Digestion. EPA Methods 6010B y Standard Methods for the examination of water and wastewater Ed 23, 2017. Método 3120B Inductively Coupled Plasma Emission Spectroscopy (ICP-OES)
Potasio extraible | I-ENV-LAB-518 Ed00. Basado en: EPA Methods 3050B Digestion. EPA Methods 6010B y Standard Methods for the examination of water and wastewater Ed 23, 2017. Método 3120B Inductively Coupled Plasma Emission Spectroscopy (ICP-OES)
Sodio extraible | I-ENV-LAB-518 Ed00. Basado en: EPA Methods 3050B Digestion. EPA Methods 6010B y Standard Methods for the examination of water and wastewater Ed 23, 2017. Método 3120B Inductively Coupled Plasma Emission Spectroscopy (ICP-OES)
Vanadio Extraíble | I-ENV-LAB-518 Ed00. Basado en: EPA Methods 3050B Digestion. EPA Methods 6010B y Standard Methods for the examination of water and wastewater Ed 23, 2017. Método 3120B Inductively Coupled Plasma Emission Spectroscopy (ICP-OES)
Aluminio | I-ENV-LAB-116 Ed00Basado en EPA 3050 B Digestión, Standard Methods for the examination of water and wastewater Ed 23, 2017. Método 3111 D. Absorción Atómica
Bario | I-ENV-LAB-116 Ed00Basado en EPA 3050 B Digestión, Standard Methods for the examination of water and wastewater Ed 23, 2017. Método 3111 D. Absorción Atómica
Berilio | I-ENV-LAB-116 Ed00Basado en EPA 3050 B Digestión, Standard Methods for the examination of water and wastewater Ed 23, 2017. Método 3111 D. Absorción Atómica
Calcio | I-ENV-LAB-116 Ed00Basado en EPA 3050 B Digestión, Standard Methods for the examination of water and wastewater Ed 23, 2017. Método 3111 D. Absorción Atómica
Molibdeno | I-ENV-LAB-116 Ed00Basado en EPA 3050 B Digestión, Standard Methods for the examination of water and wastewater Ed 23, 2017. Método 3111 D. Absorción Atómica
Vanadio | I-ENV-LAB-116 Ed00Basado en EPA 3050 B Digestión, Standard Methods for the examination of water and wastewater Ed 23, 2017. Método 3111 D. Absorción Atómica
Arsénico | I-ENV-LAB-116 Ed00 Basado en EPA 3050 B Digestión, Standard Methods for the examination of water and wastewater Ed 23, 2017. Método 3114 B. Absorción atómica con generación de hidruro
Cadmio | I-ENV-LAB-116 Ed00 Basado en EPA 3050 B Digestión, Standard Methods for the examination of water and wastewater Ed 23, 2017. Método 3111 B. Absorción Atómica
Cinc | I-ENV-LAB-116 Ed00 Basado en EPA 3050 B Digestión, Standard Methods for the examination of water and wastewater Ed 23, 2017. Método 3111 B. Absorción Atómica
Cobalto | I-ENV-LAB-116 Ed00 Basado en EPA 3050 B Digestión, Standard Methods for the examination of water and wastewater Ed 23, 2017. Método 3111 B. Absorción Atómica
Cobre | I-ENV-LAB-116 Ed00 Basado en EPA 3050 B Digestión, Standard Methods for the examination of water and wastewater Ed 23, 2017. Método 3111 B. Absorción Atómica
Cromo | I-ENV-LAB-116 Ed00 Basado en EPA 3050 B Digestión, Standard Methods for the examination of water and wastewater Ed 23, 2017. Método 3111 B. Absorción Atómica
Hierro | I-ENV-LAB-116 Ed00 Basado en EPA 3050 B Digestión, Standard Methods for the examination of water and wastewater Ed 23, 2017. Método 3111 B. Absorción Atómica
Magnesio | I-ENV-LAB-116 Ed00 Basado en EPA 3050 B Digestión, Standard Methods for the examination of water and wastewater Ed 23, 2017. Método 3111 B. Absorción Atómica
Manganeso | I-ENV-LAB-116 Ed00 Basado en EPA 3050 B Digestión, Standard Methods for the examination of water and wastewater Ed 23, 2017. Método 3111 B. Absorción Atómica
Níquel | I-ENV-LAB-116 Ed00 Basado en EPA 3050 B Digestión, Standard Methods for the examination of water and wastewater Ed 23, 2017. Método 3111 B. Absorción Atómica
Plata | I-ENV-LAB-116 Ed00 Basado en EPA 3050 B Digestión, Standard Methods for the examination of water and wastewater Ed 23, 2017. Método 3111 B. Absorción Atómica
Plomo | I-ENV-LAB-116 Ed00 Basado en EPA 3050 B Digestión, Standard Methods for the examination of water and wastewater Ed 23, 2017. Método 3111 B. Absorción Atómica
Potasio | I-ENV-LAB-116 Ed00 Basado en EPA 3050 B Digestión, Standard Methods for the examination of water and wastewater Ed 23, 2017. Método 3111 B. Absorción Atómica
Sodio | I-ENV-LAB-116 Ed00 Basado en EPA 3050 B Digestión, Standard Methods for the examination of water and wastewater Ed 23, 2017. Método 3111 B. Absorción Atómica
Aluminio | I-ENV-LAB-116 Ed00 Basado en EPA Methods 3050B Digestión ácida de sedimentos lodos y sólidos I-ENV-LAB-501 Ed00 Basado en EPA Methods 6010B y Standard Methods for the examination of water and wastewater Ed 23, 2017. Método 3120B Espectroscopia de emisión de plasma inductivamente acoplada (ICPOES)
Antimonio | I-ENV-LAB-116 Ed00 Basado en EPA Methods 3050B Digestión ácida de sedimentos lodos y sólidos I-ENV-LAB-501 Ed00 Basado en EPA Methods 6010B y Standard Methods for the examination of water and wastewater Ed 23, 2017. Método 3120B Espectroscopia de emisión de plasma inductivamente acoplada (ICPOES)
Arsénico | I-ENV-LAB-116 Ed00 Basado en EPA Methods 3050B Digestión ácida de sedimentos lodos y sólidos I-ENV-LAB-501 Ed00 Basado en EPA Methods 6010B y Standard Methods for the examination of water and wastewater Ed 23, 2017. Método 3120B Espectroscopia de emisión de plasma inductivamente acoplada (ICPOES)
Bario | I-ENV-LAB-116 Ed00 Basado en EPA Methods 3050B Digestión ácida de sedimentos lodos y sólidos I-ENV-LAB-501 Ed00 Basado en EPA Methods 6010B y Standard Methods for the examination of water and wastewater Ed 23, 2017. Método 3120B Espectroscopia de emisión de plasma inductivamente acoplada (ICPOES)
Berilio | I-ENV-LAB-116 Ed00 Basado en EPA Methods 3050B Digestión ácida de sedimentos lodos y sólidos I-ENV-LAB-501 Ed00 Basado en EPA Methods 6010B y Standard Methods for the examination of water and wastewater Ed 23, 2017. Método 3120B Espectroscopia de emisión de plasma inductivamente acoplada (ICPOES)
Boro | I-ENV-LAB-116 Ed00 Basado en EPA Methods 3050B Digestión ácida de sedimentos lodos y sólidos I-ENV-LAB-501 Ed00 Basado en EPA Methods 6010B y Standard Methods for the examination of water and wastewater Ed 23, 2017. Método 3120B Espectroscopia de emisión de plasma inductivamente acoplada (ICPOES)
Cadmio | I-ENV-LAB-116 Ed00 Basado en EPA Methods 3050B Digestión ácida de sedimentos lodos y sólidos I-ENV-LAB-501 Ed00 Basado en EPA Methods 6010B y Standard Methods for the examination of water and wastewater Ed 23, 2017. Método 3120B Espectroscopia de emisión de plasma inductivamente acoplada (ICPOES)
Calcio | I-ENV-LAB-116 Ed00 Basado en EPA Methods 3050B Digestión ácida de sedimentos lodos y sólidos I-ENV-LAB-501 Ed00 Basado en EPA Methods 6010B y Standard Methods for the examination of water and wastewater Ed 23, 2017. Método 3120B Espectroscopia de emisión de plasma inductivamente acoplada (ICPOES)
Cinc | I-ENV-LAB-116 Ed00 Basado en EPA Methods 3050B Digestión ácida de sedimentos lodos y sólidos I-ENV-LAB-501 Ed00 Basado en EPA Methods 6010B y Standard Methods for the examination of water and wastewater Ed 23, 2017. Método 3120B Espectroscopia de emisión de plasma inductivamente acoplada (ICPOES)
Cobalto | I-ENV-LAB-116 Ed00 Basado en EPA Methods 3050B Digestión ácida de sedimentos lodos y sólidos I-ENV-LAB-501 Ed00 Basado en EPA Methods 6010B y Standard Methods for the examination of water and wastewater Ed 23, 2017. Método 3120B Espectroscopia de emisión de plasma inductivamente acoplada (ICPOES)
Cobre | I-ENV-LAB-116 Ed00 Basado en EPA Methods 3050B Digestión ácida de sedimentos lodos y sólidos I-ENV-LAB-501 Ed00 Basado en EPA Methods 6010B y Standard Methods for the examination of water and wastewater Ed 23, 2017. Método 3120B Espectroscopia de emisión de plasma inductivamente acoplada (ICPOES)
Cromo | I-ENV-LAB-116 Ed00 Basado en EPA Methods 3050B Digestión ácida de sedimentos lodos y sólidos I-ENV-LAB-501 Ed00 Basado en EPA Methods 6010B y Standard Methods for the examination of water and wastewater Ed 23, 2017. Método 3120B Espectroscopia de emisión de plasma inductivamente acoplada (ICPOES)
Estaño | I-ENV-LAB-116 Ed00 Basado en EPA Methods 3050B Digestión ácida de sedimentos lodos y sólidos I-ENV-LAB-501 Ed00 Basado en EPA Methods 6010B y Standard Methods for the examination of water and wastewater Ed 23, 2017. Método 3120B Espectroscopia de emisión de plasma inductivamente acoplada (ICPOES)
Hierro | I-ENV-LAB-116 Ed00 Basado en EPA Methods 3050B Digestión ácida de sedimentos lodos y sólidos I-ENV-LAB-501 Ed00 Basado en EPA Methods 6010B y Standard Methods for the examination of water and wastewater Ed 23, 2017. Método 3120B Espectroscopia de emisión de plasma inductivamente acoplada (ICPOES)
Litio | I-ENV-LAB-116 Ed00 Basado en EPA Methods 3050B Digestión ácida de sedimentos lodos y sólidos I-ENV-LAB-501 Ed00 Basado en EPA Methods 6010B y Standard Methods for the examination of water and wastewater Ed 23, 2017. Método 3120B Espectroscopia de emisión de plasma inductivamente acoplada (ICPOES)
Magnesio | I-ENV-LAB-116 Ed00 Basado en EPA Methods 3050B Digestión ácida de sedimentos lodos y sólidos I-ENV-LAB-501 Ed00 Basado en EPA Methods 6010B y Standard Methods for the examination of water and wastewater Ed 23, 2017. Método 3120B Espectroscopia de emisión de plasma inductivamente acoplada (ICPOES)
Manganeso | I-ENV-LAB-116 Ed00 Basado en EPA Methods 3050B Digestión ácida de sedimentos lodos y sólidos I-ENV-LAB-501 Ed00 Basado en EPA Methods 6010B y Standard Methods for the examination of water and wastewater Ed 23, 2017. Método 3120B Espectroscopia de emisión de plasma inductivamente acoplada (ICPOES)
Molibdeno | I-ENV-LAB-116 Ed00 Basado en EPA Methods 3050B Digestión ácida de sedimentos lodos y sólidos I-ENV-LAB-501 Ed00 Basado en EPA Methods 6010B y Standard Methods for the examination of water and wastewater Ed 23, 2017. Método 3120B Espectroscopia de emisión de plasma inductivamente acoplada (ICPOES)
Níquel | I-ENV-LAB-116 Ed00 Basado en EPA Methods 3050B Digestión ácida de sedimentos lodos y sólidos I-ENV-LAB-501 Ed00 Basado en EPA Methods 6010B y Standard Methods for the examination of water and wastewater Ed 23, 2017. Método 3120B Espectroscopia de emisión de plasma inductivamente acoplada (ICPOES)
Plomo | I-ENV-LAB-116 Ed00 Basado en EPA Methods 3050B Digestión ácida de sedimentos lodos y sólidos I-ENV-LAB-501 Ed00 Basado en EPA Methods 6010B y Standard Methods for the examination of water and wastewater Ed 23, 2017. Método 3120B Espectroscopia de emisión de plasma inductivamente acoplada (ICPOES)
Potasio | I-ENV-LAB-116 Ed00 Basado en EPA Methods 3050B Digestión ácida de sedimentos lodos y sólidos I-ENV-LAB-501 Ed00 Basado en EPA Methods 6010B y Standard Methods for the examination of water and wastewater Ed 23, 2017. Método 3120B Espectroscopia de emisión de plasma inductivamente acoplada (ICPOES)
Selenio | I-ENV-LAB-116 Ed00 Basado en EPA Methods 3050B Digestión ácida de sedimentos lodos y sólidos I-ENV-LAB-501 Ed00 Basado en EPA Methods 6010B y Standard Methods for the examination of water and wastewater Ed 23, 2017. Método 3120B Espectroscopia de emisión de plasma inductivamente acoplada (ICPOES)
Sodio | I-ENV-LAB-116 Ed00 Basado en EPA Methods 3050B Digestión ácida de sedimentos lodos y sólidos I-ENV-LAB-501 Ed00 Basado en EPA Methods 6010B y Standard Methods for the examination of water and wastewater Ed 23, 2017. Método 3120B Espectroscopia de emisión de plasma inductivamente acoplada (ICPOES)
Vanadio | I-ENV-LAB-116 Ed00 Basado en EPA Methods 3050B Digestión ácida de sedimentos lodos y sólidos I-ENV-LAB-501 Ed00 Basado en EPA Methods 6010B y Standard Methods for the examination of water and wastewater Ed 23, 2017. Método 3120B Espectroscopia de emisión de plasma inductivamente acoplada (ICPOES)
Silicio disuelto | 3111. D. Direct Nitrous Oxide-Acetylene Flame Method . Metals by Flame Atomic Absorption Spectrometry . 24° Edición.2023. SM - APHA/AWWA/WEF.
Cesio disuelto | I-ENV-LAB-511 Ed00 based on SM 3030 B Ed 23, EPA 200.8;1994, EPA 6020B, ISO 17294-2(2016), SM3125B Ed 23. ICPMS
Cerio total | I-ENV-LAB-511 Ed00 Basado en EPA 200.8: 1994 Rev 5.4, EPA 6020B, ISO 17294-2 (2016), SM 3125 B ICP-MS
Germanio total | I-ENV-LAB-511 Ed00 Basado en EPA 200.8: 1994 Rev 5.4, EPA 6020B, ISO 17294-2 (2016), SM 3125 B ICP-MS
Holmio total | I-ENV-LAB-511 Ed00 Basado en EPA 200.8: 1994 Rev 5.4, EPA 6020B, ISO 17294-2 (2016), SM 3125 B ICP-MS
Lantano total | I-ENV-LAB-511 Ed00 Basado en EPA 200.8: 1994 Rev 5.4, EPA 6020B, ISO 17294-2 (2016), SM 3125 B ICP-MS
Germanio | I-ENV-LAB-512 Ed00 Basado en EPA 3051 (1994) Digestión, EPA 6020 B (2014), ISO 17294-2 (2016) Espectroscopia de emisión de plasma inductivamente acoplada (ICP-MS)
Lantano | I-ENV-LAB-512 Ed00 Basado en EPA 3051 (1994) Digestión, EPA 6020 B (2014), ISO 17294-2 (2016) Espectroscopia de emisión de plasma inductivamente acoplada (ICP-MS)
Estroncio disuelto | 3111. B. Direct Air-Acetylene Flame Method . Metals by Flame Atomic Absorption Spectrometry . 24° Edición.2023. SM - APHA/AWWA/WEF.
Cadmio disuelto | 3111. C. Extraction/Air-Acetylene Flame Method . Metals by Flame Atomic Absorption Spectrometry . 24° Edición.2023. SM - APHA/AWWA/WEF.
Cinc disuelto | 3111. C. Extraction/Air-Acetylene Flame Method . Metals by Flame Atomic Absorption Spectrometry . 24° Edición.2023. SM - APHA/AWWA/WEF.
Cobalto disuelto | 3111. C. Extraction/Air-Acetylene Flame Method . Metals by Flame Atomic Absorption Spectrometry . 24° Edición.2023. SM - APHA/AWWA/WEF.
Cobre disuelto | 3111. C. Extraction/Air-Acetylene Flame Method . Metals by Flame Atomic Absorption Spectrometry . 24° Edición.2023. SM - APHA/AWWA/WEF.
Cromo disuelto | 3111. C. Extraction/Air-Acetylene Flame Method . Metals by Flame Atomic Absorption Spectrometry . 24° Edición.2023. SM - APHA/AWWA/WEF.
Hierro disuelto | 3111. C. Extraction/Air-Acetylene Flame Method . Metals by Flame Atomic Absorption Spectrometry . 24° Edición.2023. SM - APHA/AWWA/WEF.
Manganeso disuelto | 3111. C. Extraction/Air-Acetylene Flame Method . Metals by Flame Atomic Absorption Spectrometry . 24° Edición.2023. SM - APHA/AWWA/WEF.
Níquel disuelto | 3111. C. Extraction/Air-Acetylene Flame Method . Metals by Flame Atomic Absorption Spectrometry . 24° Edición.2023. SM - APHA/AWWA/WEF.
Plata disuelta | 3111. C. Extraction/Air-Acetylene Flame Method . Metals by Flame Atomic Absorption Spectrometry . 24° Edición.2023. SM - APHA/AWWA/WEF.
Plomo disuelto | 3111. C. Extraction/Air-Acetylene Flame Method . Metals by Flame Atomic Absorption Spectrometry . 24° Edición.2023. SM - APHA/AWWA/WEF.
Amonio | I-ENV-LAB-249 Ed.00, based on Standard Methods for the Examination of Water & Wastewater, 23rd Edition, 2017, Method 4500 NH3 BD
Cianuro WAD | 4500-CN-. I. Weak Acid Dissociable Cyanide. CN¯ Cyanide . 24° Edición.2023. SM - APHA/AWWA/WEF.
Carbono Inorgánico | 5310. B. High-Temperature Combustion Method. Total organic carbon (TOC). 24° Edición.2023. SM - APHA/AWWA/WEF.
Talio | I-ENV-LAB-116 Ed00 Basado en EPA 3050 B Digestión Standard Methods for the examination of water and wastewater Ed 23, 2017 Método 3111 B. Absorción Atómica
Estroncio | I-ENV-LAB-116 Ed00.Basado en EPA Methods 3050B.Digestión ácida de sedimentos lodos y sólidos. I-ENV-LAB-501 Ed00 Basado en EPA Methods 6010B y Standard Methods for the examination of water and wastewater Ed 23, 2017. Método 3120B. Espectroscopia de emisión de plasma inductivamente acoplada (ICP-OES)
Fósforo | I-ENV-LAB-116 Ed00.Basado en EPA Methods 3050B.Digestión ácida de sedimentos lodos y sólidos. I-ENV-LAB-501 Ed00 Basado en EPA Methods 6010B y Standard Methods for the examination of water and wastewater Ed 23, 2017. Método 3120B. Espectroscopia de emisión de plasma inductivamente acoplada (ICP-OES)
Talio | I-ENV-LAB-116 Ed00.Basado en EPA Methods 3050B.Digestión ácida de sedimentos lodos y sólidos. I-ENV-LAB-501 Ed00 Basado en EPA Methods 6010B y Standard Methods for the examination of water and wastewater Ed 23, 2017. Método 3120B. Espectroscopia de emisión de plasma inductivamente acoplada (ICP-OES)
Fosfato | 4500-P. E. Ascorbic Acid Method. P Phosphorus. 24° Edición.2023. SM - APHA/AWWA/WEF.
Cerio disuelto | I-ENV-LAB-511 Ed00 based on SM 3030 B Ed 23, EPA 200.8;1994, EPA 6020B, ISO 17294-2(2016), SM3125B Ed 23. ICPMS
Germanio disuelto | I-ENV-LAB-511 Ed00 based on SM 3030 B Ed 23, EPA 200.8;1994, EPA 6020B, ISO 17294-2(2016), SM3125B Ed 23. ICPMS
Holmio disuelto | I-ENV-LAB-511 Ed00 based on SM 3030 B Ed 23, EPA 200.8;1994, EPA 6020B, ISO 17294-2(2016), SM3125B Ed 23. ICPMS
Lantano disuelto | I-ENV-LAB-511 Ed00 based on SM 3030 B Ed 23, EPA 200.8;1994, EPA 6020B, ISO 17294-2(2016), SM3125B Ed 23. ICPMS
Antimonio extraíble | I-ENV-LAB-518 Ed00. Basado en: EPA Methods 3050B Digestion. EPA Methods 6010B y Standard Methods for the examination of water and wastewater Ed 23, 2017. Método 3120B Inductively Coupled Plasma Emission Spectroscopy (ICP-OES)
Azufre Extraíble | I-ENV-LAB-518 Ed00. Basado en: EPA Methods 3050B Digestion. EPA Methods 6010B y Standard Methods for the examination of water and wastewater Ed 23, 2017. Método 3120B Inductively Coupled Plasma Emission Spectroscopy (ICP-OES)
Bario extraíble | I-ENV-LAB-518 Ed00. Basado en: EPA Methods 3050B Digestion. EPA Methods 6010B y Standard Methods for the examination of water and wastewater Ed 23, 2017. Método 3120B Inductively Coupled Plasma Emission Spectroscopy (ICP-OES)
Berilio Extraíble | I-ENV-LAB-518 Ed00. Basado en: EPA Methods 3050B Digestion. EPA Methods 6010B y Standard Methods for the examination of water and wastewater Ed 23, 2017. Método 3120B Inductively Coupled Plasma Emission Spectroscopy (ICP-OES)
Bismuto extraíble | I-ENV-LAB-518 Ed00. Basado en: EPA Methods 3050B Digestion. EPA Methods 6010B y Standard Methods for the examination of water and wastewater Ed 23, 2017. Método 3120B Inductively Coupled Plasma Emission Spectroscopy (ICP-OES)
Cobalto extraíble | I-ENV-LAB-518 Ed00. Basado en: EPA Methods 3050B Digestion. EPA Methods 6010B y Standard Methods for the examination of water and wastewater Ed 23, 2017. Método 3120B Inductively Coupled Plasma Emission Spectroscopy (ICP-OES)
Escandio extraíble | I-ENV-LAB-518 Ed00. Basado en: EPA Methods 3050B Digestion. EPA Methods 6010B y Standard Methods for the examination of water and wastewater Ed 23, 2017. Método 3120B Inductively Coupled Plasma Emission Spectroscopy (ICP-OES)
Estaño extraíble | I-ENV-LAB-518 Ed00. Basado en: EPA Methods 3050B Digestion. EPA Methods 6010B y Standard Methods for the examination of water and wastewater Ed 23, 2017. Método 3120B Inductively Coupled Plasma Emission Spectroscopy (ICP-OES)
Estroncio extraíble | I-ENV-LAB-518 Ed00. Basado en: EPA Methods 3050B Digestion. EPA Methods 6010B y Standard Methods for the examination of water and wastewater Ed 23, 2017. Método 3120B Inductively Coupled Plasma Emission Spectroscopy (ICP-OES)
Fósforo Extraíble | I-ENV-LAB-518 Ed00. Basado en: EPA Methods 3050B Digestion. EPA Methods 6010B y Standard Methods for the examination of water and wastewater Ed 23, 2017. Método 3120B Inductively Coupled Plasma Emission Spectroscopy (ICP-OES)
Galio Extraíble | I-ENV-LAB-518 Ed00. Basado en: EPA Methods 3050B Digestion. EPA Methods 6010B y Standard Methods for the examination of water and wastewater Ed 23, 2017. Método 3120B Inductively Coupled Plasma Emission Spectroscopy (ICP-OES)
Germanio extraíble | I-ENV-LAB-518 Ed00. Basado en: EPA Methods 3050B Digestion. EPA Methods 6010B y Standard Methods for the examination of water and wastewater Ed 23, 2017. Método 3120B Inductively Coupled Plasma Emission Spectroscopy (ICP-OES)
Lantano Extraíble | I-ENV-LAB-518 Ed00. Basado en: EPA Methods 3050B Digestion. EPA Methods 6010B y Standard Methods for the examination of water and wastewater Ed 23, 2017. Método 3120B Inductively Coupled Plasma Emission Spectroscopy (ICP-OES)
Litio Extraíble | I-ENV-LAB-518 Ed00. Basado en: EPA Methods 3050B Digestion. EPA Methods 6010B y Standard Methods for the examination of water and wastewater Ed 23, 2017. Método 3120B Inductively Coupled Plasma Emission Spectroscopy (ICP-OES)
Molibdeno Extraíble | I-ENV-LAB-518 Ed00. Basado en: EPA Methods 3050B Digestion. EPA Methods 6010B y Standard Methods for the examination of water and wastewater Ed 23, 2017. Método 3120B Inductively Coupled Plasma Emission Spectroscopy (ICP-OES)
Plata Extraíble | I-ENV-LAB-518 Ed00. Basado en: EPA Methods 3050B Digestion. EPA Methods 6010B y Standard Methods for the examination of water and wastewater Ed 23, 2017. Método 3120B Inductively Coupled Plasma Emission Spectroscopy (ICP-OES)
Selenio Extraíble | I-ENV-LAB-518 Ed00. Basado en: EPA Methods 3050B Digestion. EPA Methods 6010B y Standard Methods for the examination of water and wastewater Ed 23, 2017. Método 3120B Inductively Coupled Plasma Emission Spectroscopy (ICP-OES)
Sílice Extraíble | I-ENV-LAB-518 Ed00. Basado en: EPA Methods 3050B Digestion. EPA Methods 6010B y Standard Methods for the examination of water and wastewater Ed 23, 2017. Método 3120B Inductively Coupled Plasma Emission Spectroscopy (ICP-OES)
Silicio Extraíble | I-ENV-LAB-518 Ed00. Basado en: EPA Methods 3050B Digestion. EPA Methods 6010B y Standard Methods for the examination of water and wastewater Ed 23, 2017. Método 3120B Inductively Coupled Plasma Emission Spectroscopy (ICP-OES)
Talio extraíble | I-ENV-LAB-518 Ed00. Basado en: EPA Methods 3050B Digestion. EPA Methods 6010B y Standard Methods for the examination of water and wastewater Ed 23, 2017. Método 3120B Inductively Coupled Plasma Emission Spectroscopy (ICP-OES)
Titanio Extraíble | I-ENV-LAB-518 Ed00. Basado en: EPA Methods 3050B Digestion. EPA Methods 6010B y Standard Methods for the examination of water and wastewater Ed 23, 2017. Método 3120B Inductively Coupled Plasma Emission Spectroscopy (ICP-OES)
Torio Extraíble | I-ENV-LAB-518 Ed00. Basado en: EPA Methods 3050B Digestion. EPA Methods 6010B y Standard Methods for the examination of water and wastewater Ed 23, 2017. Método 3120B Inductively Coupled Plasma Emission Spectroscopy (ICP-OES)
Uranio Extraíble | I-ENV-LAB-518 Ed00. Basado en: EPA Methods 3050B Digestion. EPA Methods 6010B y Standard Methods for the examination of water and wastewater Ed 23, 2017. Método 3120B Inductively Coupled Plasma Emission Spectroscopy (ICP-OES)
Wolframio Extraíble | I-ENV-LAB-518 Ed00. Basado en: EPA Methods 3050B Digestion. EPA Methods 6010B y Standard Methods for the examination of water and wastewater Ed 23, 2017. Método 3120B Inductively Coupled Plasma Emission Spectroscopy (ICP-OES)
Hierro Ferroso | 3500-Fe. B. Phenanthroline Method. Fe Iron . 24° Edición.2023. SM - APHA/AWWA/WEF.
n-Docosano | I-CTS-LAB-349 Ed00 Basado en Ozcan, S., Tor, A., Aydin, M., Determination of hydrocarbons in waters by ultrasound-assisted emulsification- microextraction and gas chromatography- mass spectrometry. Analytica Chimica Acta, (2010) 665, 2, 193-199.
n-Dodecano | I-CTS-LAB-349 Ed00 Basado en Ozcan, S., Tor, A., Aydin, M., Determination of hydrocarbons in waters by ultrasound-assisted emulsification- microextraction and gas chromatography- mass spectrometry. Analytica Chimica Acta, (2010) 665, 2, 193-199.
n-Eicosano | I-CTS-LAB-349 Ed00 Basado en Ozcan, S., Tor, A., Aydin, M., Determination of hydrocarbons in waters by ultrasound-assisted emulsification- microextraction and gas chromatography- mass spectrometry. Analytica Chimica Acta, (2010) 665, 2, 193-199.
n-Heptacosano | I-CTS-LAB-349 Ed00 Basado en Ozcan, S., Tor, A., Aydin, M., Determination of hydrocarbons in waters by ultrasound-assisted emulsification- microextraction and gas chromatography- mass spectrometry. Analytica Chimica Acta, (2010) 665, 2, 193-199.
n-Heptadecano | I-CTS-LAB-349 Ed00 Basado en Ozcan, S., Tor, A., Aydin, M., Determination of hydrocarbons in waters by ultrasound-assisted emulsification- microextraction and gas chromatography- mass spectrometry. Analytica Chimica Acta, (2010) 665, 2, 193-199.
n-Hexacosano | I-CTS-LAB-349 Ed00 Basado en Ozcan, S., Tor, A., Aydin, M., Determination of hydrocarbons in waters by ultrasound-assisted emulsification- microextraction and gas chromatography- mass spectrometry. Analytica Chimica Acta, (2010) 665, 2, 193-199.
n-Hexadecano | I-CTS-LAB-349 Ed00 Basado en Ozcan, S., Tor, A., Aydin, M., Determination of hydrocarbons in waters by ultrasound-assisted emulsification- microextraction and gas chromatography- mass spectrometry. Analytica Chimica Acta, (2010) 665, 2, 193-199.
n-Nonadecano | I-CTS-LAB-349 Ed00 Basado en Ozcan, S., Tor, A., Aydin, M., Determination of hydrocarbons in waters by ultrasound-assisted emulsification- microextraction and gas chromatography- mass spectrometry. Analytica Chimica Acta, (2010) 665, 2, 193-199.
n-Octacosano | I-CTS-LAB-349 Ed00 Basado en Ozcan, S., Tor, A., Aydin, M., Determination of hydrocarbons in waters by ultrasound-assisted emulsification- microextraction and gas chromatography- mass spectrometry. Analytica Chimica Acta, (2010) 665, 2, 193-199.
n-Octadecano | I-CTS-LAB-349 Ed00 Basado en Ozcan, S., Tor, A., Aydin, M., Determination of hydrocarbons in waters by ultrasound-assisted emulsification- microextraction and gas chromatography- mass spectrometry. Analytica Chimica Acta, (2010) 665, 2, 193-199.
n-Pentacosano | I-CTS-LAB-349 Ed00 Basado en Ozcan, S., Tor, A., Aydin, M., Determination of hydrocarbons in waters by ultrasound-assisted emulsification- microextraction and gas chromatography- mass spectrometry. Analytica Chimica Acta, (2010) 665, 2, 193-199.
n-pentadecano | I-CTS-LAB-349 Ed00 Basado en Ozcan, S., Tor, A., Aydin, M., Determination of hydrocarbons in waters by ultrasound-assisted emulsification- microextraction and gas chromatography- mass spectrometry. Analytica Chimica Acta, (2010) 665, 2, 193-199.
n-Tetracosano | I-CTS-LAB-349 Ed00 Basado en Ozcan, S., Tor, A., Aydin, M., Determination of hydrocarbons in waters by ultrasound-assisted emulsification- microextraction and gas chromatography- mass spectrometry. Analytica Chimica Acta, (2010) 665, 2, 193-199.
n-tetradecano | I-CTS-LAB-349 Ed00 Basado en Ozcan, S., Tor, A., Aydin, M., Determination of hydrocarbons in waters by ultrasound-assisted emulsification- microextraction and gas chromatography- mass spectrometry. Analytica Chimica Acta, (2010) 665, 2, 193-199.
n-Tricosano | I-CTS-LAB-349 Ed00 Basado en Ozcan, S., Tor, A., Aydin, M., Determination of hydrocarbons in waters by ultrasound-assisted emulsification- microextraction and gas chromatography- mass spectrometry. Analytica Chimica Acta, (2010) 665, 2, 193-199.
n-tridecano | I-CTS-LAB-349 Ed00 Basado en Ozcan, S., Tor, A., Aydin, M., Determination of hydrocarbons in waters by ultrasound-assisted emulsification- microextraction and gas chromatography- mass spectrometry. Analytica Chimica Acta, (2010) 665, 2, 193-199.
n-undecano | I-CTS-LAB-349 Ed00 Basado en Ozcan, S., Tor, A., Aydin, M., Determination of hydrocarbons in waters by ultrasound-assisted emulsification- microextraction and gas chromatography- mass spectrometry. Analytica Chimica Acta, (2010) 665, 2, 193-199.
Antimonio extraíble | I-ENV-LAB-517 Ed00 Based en EPA 3051 (1994) Digestión, EPA 6020 B (2014), ISO 17294-2 (2016) Inductively coupled plasma emission spectroscopy (ICP-MS)
Bario extraíble | I-ENV-LAB-517 Ed00 Based en EPA 3051 (1994) Digestión, EPA 6020 B (2014), ISO 17294-2 (2016) Inductively coupled plasma emission spectroscopy (ICP-MS)
Berilio Extraíble | I-ENV-LAB-517 Ed00 Based en EPA 3051 (1994) Digestión, EPA 6020 B (2014), ISO 17294-2 (2016) Inductively coupled plasma emission spectroscopy (ICP-MS)
Bismuto extraíble | I-ENV-LAB-517 Ed00 Based en EPA 3051 (1994) Digestión, EPA 6020 B (2014), ISO 17294-2 (2016) Inductively coupled plasma emission spectroscopy (ICP-MS)
Cobalto extraíble | I-ENV-LAB-517 Ed00 Based en EPA 3051 (1994) Digestión, EPA 6020 B (2014), ISO 17294-2 (2016) Inductively coupled plasma emission spectroscopy (ICP-MS)
Escandio extraíble | I-ENV-LAB-517 Ed00 Based en EPA 3051 (1994) Digestión, EPA 6020 B (2014), ISO 17294-2 (2016) Inductively coupled plasma emission spectroscopy (ICP-MS)
Estaño extraíble | I-ENV-LAB-517 Ed00 Based en EPA 3051 (1994) Digestión, EPA 6020 B (2014), ISO 17294-2 (2016) Inductively coupled plasma emission spectroscopy (ICP-MS)
Estroncio extraíble | I-ENV-LAB-517 Ed00 Based en EPA 3051 (1994) Digestión, EPA 6020 B (2014), ISO 17294-2 (2016) Inductively coupled plasma emission spectroscopy (ICP-MS)
Fósforo Extraíble | I-ENV-LAB-517 Ed00 Based en EPA 3051 (1994) Digestión, EPA 6020 B (2014), ISO 17294-2 (2016) Inductively coupled plasma emission spectroscopy (ICP-MS)
Galio Extraíble | I-ENV-LAB-517 Ed00 Based en EPA 3051 (1994) Digestión, EPA 6020 B (2014), ISO 17294-2 (2016) Inductively coupled plasma emission spectroscopy (ICP-MS)
Germanio extraíble | I-ENV-LAB-517 Ed00 Based en EPA 3051 (1994) Digestión, EPA 6020 B (2014), ISO 17294-2 (2016) Inductively coupled plasma emission spectroscopy (ICP-MS)
Lantano Extraíble | I-ENV-LAB-517 Ed00 Based en EPA 3051 (1994) Digestión, EPA 6020 B (2014), ISO 17294-2 (2016) Inductively coupled plasma emission spectroscopy (ICP-MS)
Litio Extraíble | I-ENV-LAB-517 Ed00 Based en EPA 3051 (1994) Digestión, EPA 6020 B (2014), ISO 17294-2 (2016) Inductively coupled plasma emission spectroscopy (ICP-MS)
Molibdeno Extraíble | I-ENV-LAB-517 Ed00 Based en EPA 3051 (1994) Digestión, EPA 6020 B (2014), ISO 17294-2 (2016) Inductively coupled plasma emission spectroscopy (ICP-MS)
Plata Extraíble | I-ENV-LAB-517 Ed00 Based en EPA 3051 (1994) Digestión, EPA 6020 B (2014), ISO 17294-2 (2016) Inductively coupled plasma emission spectroscopy (ICP-MS)
Selenio Extraíble | I-ENV-LAB-517 Ed00 Based en EPA 3051 (1994) Digestión, EPA 6020 B (2014), ISO 17294-2 (2016) Inductively coupled plasma emission spectroscopy (ICP-MS)
Sílice Extraíble | I-ENV-LAB-517 Ed00 Based en EPA 3051 (1994) Digestión, EPA 6020 B (2014), ISO 17294-2 (2016) Inductively coupled plasma emission spectroscopy (ICP-MS)
Talio extraíble | I-ENV-LAB-517 Ed00 Based en EPA 3051 (1994) Digestión, EPA 6020 B (2014), ISO 17294-2 (2016) Inductively coupled plasma emission spectroscopy (ICP-MS)
Torio Extraíble | I-ENV-LAB-517 Ed00 Based en EPA 3051 (1994) Digestión, EPA 6020 B (2014), ISO 17294-2 (2016) Inductively coupled plasma emission spectroscopy (ICP-MS)
Uranio Extraíble | I-ENV-LAB-517 Ed00 Based en EPA 3051 (1994) Digestión, EPA 6020 B (2014), ISO 17294-2 (2016) Inductively coupled plasma emission spectroscopy (ICP-MS)
Sílice | 4500-SiO2. C. Molybdosilicate Method. SiO2 Silica . 24° Edición.2023. SM - APHA/AWWA/WEF.
Coliformes fecales | 9221. E. (E1) Thermotolerant (Fecal) Coliform Procedure. Multiple-Tube Fermentation Technique for Members of the Coliform Group. 24° Edición.2023. SM - APHA/AWWA/WEF.
2,4,5-TP (Silvex ) | 6640. B. Micro Liquid-Liquid Extraction GC Method. Acidic Herbicide Compounds . 24° Edición.2023. SM - APHA/AWWA/WEF.
Hidrocarburos totales de petróleo (C11 - C28) | I-CTS-LAB-349 Ed00 Basado en Ozcan, S., Tor, A., Aydin, M., Determination of hydrocarbons in waters by ultrasound-assisted emulsification- microextraction and gas chromatography- mass spectrometry. Analytica Chimica Acta, (2010) 665, 2, 193-199.
n-Heneicosano | I-CTS-LAB-349 Ed00 Basado en Ozcan, S., Tor, A., Aydin, M., Determination of hydrocarbons in waters by ultrasound-assisted emulsification- microextraction and gas chromatography- mass spectrometry. Analytica Chimica Acta, (2010) 665, 2, 193-199.
Fenoles (compuestos fenólicos, ínidice de fenol) | 5530. C. Chloroform Extraction Method. Phenols. 24° Edición.2023. SM - APHA/AWWA/WEF.
Hidrocarburos volátiles (C5 - C12) | I-ENV-LAB-304 Ed00 Basado en NCh 2313/7.Of97 Head Space FID-GC
Carbono Inorgánico | I-ENV-LAB323 Ed 00 basado en norma EPA 9060A Combustión
Nitrógeno amoniacal (amoníaco) | 4500-NH3. D. Ammonia-Selective Electrode Method. NH3 Nitrogen (Ammonia) . 24° Edición.2023. SM - APHA/AWWA/WEF.
DDD | I-ENV-LAB-306 Ed00 Basado en EPA 8081A, Standard Methods for the examination of water and wastewater Ed 23, 2017. Método 6630B Cromatografía Gaseosa con detector ECD (CGECD)
DDE | I-ENV-LAB-306 Ed00 Basado en EPA 8081A, Standard Methods for the examination of water and wastewater Ed 23, 2017. Método 6630B Cromatografía Gaseosa con detector ECD (CGECD)
DDT | I-ENV-LAB-306 Ed00 Basado en EPA 8081A, Standard Methods for the examination of water and wastewater Ed 23, 2017. Método 6630B Cromatografía Gaseosa con detector ECD (CGECD)
1,2-Dicloroetano | 5021. A. VOLATILE ORGANIC COMPOUNDS IN VARIOUS SAMPLE MATRICES USING EQUILIBRIUM HEADSPACE ANALYSIS. .2014. EPA.
Carbono Total | 5310. B. High-Temperature Combustion Method. Total organic carbon (TOC). 24° Edición.2023. SM - APHA/AWWA/WEF.
Carbono Total | I-ENV-LAB323 Ed 00 basado en norma EPA 9060A combustión
AOX | I-ENV-LAB-328, Ed.00 Based on ISO 9562:2004. Water quality - Determination of adsorbable organically bound halogens (AOX).
Mercurio total | EPA 7473. . Mercury in solids and solutions by thermal decomposition, amalgamation, and atomic absorption spectrophotometry. Rev 0.2007. .
Hidrocarburos volátiles (C5 - C12) | I-ENV-LAB-310 Ed 00. Basado EPA 5021, EPA 8015
Aluminio total | I-ENV-LAB-332 Ed.00 Based Method EPA-3015A and SMEWW 3120B Inductively Coupled Plasma atomic emission spectrometry
Antimonio total | I-ENV-LAB-332 Ed.00 Based Method EPA-3015A and SMEWW 3120B Inductively Coupled Plasma atomic emission spectrometry
Arsénico total | I-ENV-LAB-332 Ed.00 Based Method EPA-3015A and SMEWW 3120B Inductively Coupled Plasma atomic emission spectrometry
Bario total | I-ENV-LAB-332 Ed.00 Based Method EPA-3015A and SMEWW 3120B Inductively Coupled Plasma atomic emission spectrometry
Berilio total | I-ENV-LAB-332 Ed.00 Based Method EPA-3015A and SMEWW 3120B Inductively Coupled Plasma atomic emission spectrometry
Boro total | I-ENV-LAB-332 Ed.00 Based Method EPA-3015A and SMEWW 3120B Inductively Coupled Plasma atomic emission spectrometry
Cadmio total | I-ENV-LAB-332 Ed.00 Based Method EPA-3015A and SMEWW 3120B Inductively Coupled Plasma atomic emission spectrometry
Calcio total | I-ENV-LAB-332 Ed.00 Based Method EPA-3015A and SMEWW 3120B Inductively Coupled Plasma atomic emission spectrometry
Cinc total | I-ENV-LAB-332 Ed.00 Based Method EPA-3015A and SMEWW 3120B Inductively Coupled Plasma atomic emission spectrometry
Cobalto total | I-ENV-LAB-332 Ed.00 Based Method EPA-3015A and SMEWW 3120B Inductively Coupled Plasma atomic emission spectrometry
Cobre total | I-ENV-LAB-332 Ed.00 Based Method EPA-3015A and SMEWW 3120B Inductively Coupled Plasma atomic emission spectrometry
Cromo total | I-ENV-LAB-332 Ed.00 Based Method EPA-3015A and SMEWW 3120B Inductively Coupled Plasma atomic emission spectrometry
Estroncio total | I-ENV-LAB-332 Ed.00 Based Method EPA-3015A and SMEWW 3120B Inductively Coupled Plasma atomic emission spectrometry
Hierro total | I-ENV-LAB-332 Ed.00 Based Method EPA-3015A and SMEWW 3120B Inductively Coupled Plasma atomic emission spectrometry
Litio total | I-ENV-LAB-332 Ed.00 Based Method EPA-3015A and SMEWW 3120B Inductively Coupled Plasma atomic emission spectrometry
Magnesio total | I-ENV-LAB-332 Ed.00 Based Method EPA-3015A and SMEWW 3120B Inductively Coupled Plasma atomic emission spectrometry
Manganeso total | I-ENV-LAB-332 Ed.00 Based Method EPA-3015A and SMEWW 3120B Inductively Coupled Plasma atomic emission spectrometry
Molibdeno total | I-ENV-LAB-332 Ed.00 Based Method EPA-3015A and SMEWW 3120B Inductively Coupled Plasma atomic emission spectrometry
Níquel total | I-ENV-LAB-332 Ed.00 Based Method EPA-3015A and SMEWW 3120B Inductively Coupled Plasma atomic emission spectrometry
Plata total | I-ENV-LAB-332 Ed.00 Based Method EPA-3015A and SMEWW 3120B Inductively Coupled Plasma atomic emission spectrometry
Plomo total | I-ENV-LAB-332 Ed.00 Based Method EPA-3015A and SMEWW 3120B Inductively Coupled Plasma atomic emission spectrometry
Potasio total | I-ENV-LAB-332 Ed.00 Based Method EPA-3015A and SMEWW 3120B Inductively Coupled Plasma atomic emission spectrometry
Selenio total | I-ENV-LAB-332 Ed.00 Based Method EPA-3015A and SMEWW 3120B Inductively Coupled Plasma atomic emission spectrometry
Silicio total | I-ENV-LAB-332 Ed.00 Based Method EPA-3015A and SMEWW 3120B Inductively Coupled Plasma atomic emission spectrometry
Sodio total | I-ENV-LAB-332 Ed.00 Based Method EPA-3015A and SMEWW 3120B Inductively Coupled Plasma atomic emission spectrometry
Talio total | I-ENV-LAB-332 Ed.00 Based Method EPA-3015A and SMEWW 3120B Inductively Coupled Plasma atomic emission spectrometry
Vanadio total | I-ENV-LAB-332 Ed.00 Based Method EPA-3015A and SMEWW 3120B Inductively Coupled Plasma atomic emission spectrometry
Cadmio total | NCh3633:2021. Determinación de metales por espectrometría de masas por plasma acoplado inductivamente (ICP-MS) en agua de mar. .2021. INN.
Cadmio disuelto | NCh3633:2021. Determinación de metales por espectrometría de masas por plasma acoplado inductivamente (ICP-MS) en agua de mar. .2021. INN.
Cobalto disuelto | NCh3633:2021. Determinación de metales por espectrometría de masas por plasma acoplado inductivamente (ICP-MS) en agua de mar. .2021. INN.
Cobalto total | NCh3633:2021. Determinación de metales por espectrometría de masas por plasma acoplado inductivamente (ICP-MS) en agua de mar. .2021. INN.
Cobre disuelto | NCh3633:2021. Determinación de metales por espectrometría de masas por plasma acoplado inductivamente (ICP-MS) en agua de mar. .2021. INN.
Cobre total | NCh3633:2021. Determinación de metales por espectrometría de masas por plasma acoplado inductivamente (ICP-MS) en agua de mar. .2021. INN.
Plomo disuelto | NCh3633:2021. Determinación de metales por espectrometría de masas por plasma acoplado inductivamente (ICP-MS) en agua de mar. .2021. INN.
Plomo total | NCh3633:2021. Determinación de metales por espectrometría de masas por plasma acoplado inductivamente (ICP-MS) en agua de mar. .2021. INN.
Níquel disuelto | NCh3633:2021. Determinación de metales por espectrometría de masas por plasma acoplado inductivamente (ICP-MS) en agua de mar. .2021. INN.
Níquel total | NCh3633:2021. Determinación de metales por espectrometría de masas por plasma acoplado inductivamente (ICP-MS) en agua de mar. .2021. INN.
Uranio disuelto | NCh3633:2021. Determinación de metales por espectrometría de masas por plasma acoplado inductivamente (ICP-MS) en agua de mar. .2021. INN.
Uranio total | NCh3633:2021. Determinación de metales por espectrometría de masas por plasma acoplado inductivamente (ICP-MS) en agua de mar. .2021. INN.
Vanadio disuelto | NCh3633:2021. Determinación de metales por espectrometría de masas por plasma acoplado inductivamente (ICP-MS) en agua de mar. .2021. INN.
Vanadio total | NCh3633:2021. Determinación de metales por espectrometría de masas por plasma acoplado inductivamente (ICP-MS) en agua de mar. .2021. INN.
Bacterias Heterótrofas a 35°C | 9215. B. Pour Plate Method. Heterotrophic plate count. 24° Edición.2023. SM - APHA/AWWA/WEF.
Carbono orgánico total | 5310. B. High-Temperature Combustion Method. Total organic carbon (TOC). 24° Edición.2023. SM - APHA/AWWA/WEF.
Coliformes fecales | NMX-AA-186-SCFI-2021. . Análisis de Agua – Enumeración de Escherichia coli, Bacterias Coliformes Totales y Bacterias Coliformes Fecales. Método del Número Más Probable (NMP) “Enzima-Sustrato”. .2021. Norma Mexicana.
Cloro residual (Cloro total) | 4500-CL. G. DPD Colorimetric Method . Chlorine (Residual) . 24° Edición.2023. SM - APHA/AWWA/WEF.
Bacterias Heterótrofas | 9215. B. Pour Plate Method. Heterotrophic plate count. 23° Edición.2017. SM - APHA/AWWA/WEF.